{"text_format":"1","workbook":"xlsx","n_sheets":2,"sheets":["Прайс Овен","Обработанные данные"],"not_rendered":{"charts":0,"images":2,"macros":1,"external_links":0,"defined_names":2,"comments":0,"pivot_tables":0},"unopened":[],"bounds":{"document_bytes":16777216,"sheet_cells":100000,"rows_first":2000,"rows_last":500,"rows_between":2000,"halvings":0,"cell_chars":16384,"cell_head_chars":4096},"cells_cut":0,"cells_raw":0,"read":"whole","date_system":"1900"}

{"sheet":"Прайс Овен","index":0,"n_rows":57350,"n_cols":17,"rows_kept":4500,"cut":true,"hidden":true,"merged":[],"bounds":{"rows_first":2000,"rows_last":500,"rows_between":2000,"halvings":0}}
["Дата обновления","Текущая дата","Артикул","Наименование рабочее","Модификация","Наименование полное","Цена","Цена с НДС","Серийность товара","Группа товара","Срок поставки","Крупность","Гиперкрупность","Кратность","Код ТНВЭД","Статус товара","Гарантийный срок (месяцы)"]
["2023-06-06T16:44:55.024","2023-06-06",79962,"2ДТПL015Л-0100.100",null,"Преобразователь термоэлектрический 2ДТПL015Л-0100.100",1210,1452,"Под заказ","ДТПL","4",1000,0,1,9025900008,"Производимый",24]
["2023-06-06T16:44:55.024","2023-06-06",65593,"2ДТПL015Л-0100.120",null,"Преобразователь термоэлектрический 2ДТПL015Л-0100.120",1210,1452,"Под заказ","ДТПL","По запросу",1,0,1,9025900008,"Производимый",24]
["2023-06-06T16:44:55.024","2023-06-06",67904,"2ДТПL015Л-0100.160",null,"Преобразователь термоэлектрический 2ДТПL015Л-0100.160",1210,1452,"Под заказ","ДТПL","По запросу",1,0,1,9025900008,"Производимый",24]
["2023-06-06T16:44:55.024","2023-06-06",71683,"2ДТПL015Л-0100.200",null,"Преобразователь термоэлектрический 2ДТПL015Л-0100.200",1210,1452,"Под заказ","ДТПL","4",735,0,1,9025900008,"Производимый",24]
["2023-06-06T16:44:55.024","2023-06-06",79961,"2ДТПL015Л-0100.60",null,"Преобразователь термоэлектрический 2ДТПL015Л-0100.60",1210,1452,"Под заказ","ДТПL","4",1000,0,1,9025900008,"Производимый",24]
["2023-06-06T16:44:55.024","2023-06-06",117106,"2ДТПL015Л-0110.1250",null,"Преобразователь термоэлектрический 2ДТПL015Л-0110.1250",3645,4374,"Под заказ","ДТПL","4",4,0,1,9025900008,"Производимый",24]
["2023-06-06T16:44:55.024","2023-06-06",89045,"2ДТПL025Л-0100.1000",null,"Преобразователь термоэлектрический 2ДТПL025Л-0100.1000",2140,2568,"Под заказ","ДТПL","4",206,0,1,9025900008,"Производимый",24]
["2023-06-06T16:44:55.024","2023-06-06",69229,"2ДТПL025Л-0100.120",null,"Преобразователь термоэлектрический 2ДТПL025Л-0100.120",1210,1452,"Под заказ","ДТПL","4",1000,0,1,9025900008,"Производимый",24]
["2023-06-06T16:44:55.024","2023-06-06",67954,"2ДТПL025Л-0100.1600",null,"Преобразователь термоэлектрический 2ДТПL025Л-0100.1600",3535,4242,"Под заказ","ДТПL","4",132,0,1,9025900008,"Производимый",24]
["2023-06-06T16:44:55.024","2023-06-06",84446,"2ДТПL025Л-0100.200",null,"Преобразователь термоэлектрический 2ДТПL025Л-0100.200",1210,1452,"Под заказ","ДТПL","4",735,0,1,9025900008,"Производимый",24]
["2023-06-06T16:44:55.024","2023-06-06",64673,"2ДТПL025Л-0100.2000",null,"Преобразователь термоэлектрический 2ДТПL025Л-0100.2000",3535,4242,"Под заказ","ДТПL","4",107,0,1,9025900008,"Производимый",24]
["2023-06-06T16:44:55.024","2023-06-06",58273,"2ДТПL025Л-0100.250",null,"Преобразователь термоэлектрический 2ДТПL025Л-0100.250",1315,1578,"Под заказ","ДТПL","4",221,0,1,9025900008,"Производимый",24]
["2023-06-06T16:44:55.024","2023-06-06",108128,"2ДТПL025Л-0100.320",null,"Преобразователь термоэлектрический 2ДТПL025Л-0100.320",1315,1578,"Под заказ","ДТПL","4",566,0,1,9025900008,"Производимый",24]
["2023-06-06T16:44:55.024","2023-06-06",103095,"2ДТПL025Л-0100.400",null,"Преобразователь термоэлектрический 2ДТПL025Л-0100.400",1315,1578,"Под заказ","ДТПL","4",469,0,1,9025900008,"Производимый",24]
["2023-06-06T16:44:55.024","2023-06-06",98075,"2ДТПL025Л-0100.630",null,"Преобразователь термоэлектрический 2ДТПL025Л-0100.630",1635,1962,"Под заказ","ДТПL","4",315,0,1,9025900008,"Производимый",24]
["2023-06-06T16:44:55.024","2023-06-06",119431,"2ДТПL025Л-0100.800",null,"Преобразователь термоэлектрический 2ДТПL025Л-0100.800",1635,1962,"Под заказ","ДТПL","4",254,0,1,9025900008,"Производимый",24]
["2023-06-06T16:44:55.024","2023-06-06",135881,"2ДТПL025Л-0110.160",null,"Преобразователь термоэлектрический 2ДТПL025Л-0110.160",2560,3072,"Под заказ","ДТПL","4",35,0,1,9025900008,"Производимый",24]
["2023-06-06T16:44:55.024","2023-06-06",73812,"2ДТПL025Л-0110.320",null,"Преобразователь термоэлектрический 2ДТПL025Л-0110.320",2560,3072,"Под заказ","ДТПL","4",342,0,1,9025900008,"Производимый",24]
["2023-06-06T16:44:55.024","2023-06-06",80832,"2ДТПL025Л-0211.500",null,"Преобразователь термоэлектрический 2ДТПL025Л-0211.500",5640,6768,"Под заказ","ДТПL","По запросу",1,0,1,9025900008,"Производимый",24]
["2023-06-06T16:44:55.024","2023-06-06",59800,"2ДТПL035Л-0100.120",null,"Преобразователь термоэлектрический 2ДТПL035Л-0100.120",1735,2082,"Под заказ","ДТПL","4",712,0,1,9025900008,"Производимый",24]
["2023-06-06T16:44:55.024","2023-06-06",84778,"2ДТПL035Л-0100.160",null,"Преобразователь термоэлектрический 2ДТПL035Л-0100.160",1735,2082,"Под заказ","ДТПL","4",630,0,1,9025900008,"Производимый",24]
["2023-06-06T16:44:55.024","2023-06-06",76081,"2ДТПL035Л-0100.200",null,"Преобразователь термоэлектрический 2ДТПL035Л-0100.200",1735,2082,"Под заказ","ДТПL","4",566,0,1,9025900008,"Производимый",24]
["2023-06-06T16:44:55.024","2023-06-06",61571,"2ДТПL035Л-0100.250",null,"Преобразователь термоэлектрический 2ДТПL035Л-0100.250",1960,2352,"Под заказ","ДТПL","4",501,0,1,9025900008,"Производимый",24]
["2023-06-06T16:44:55.024","2023-06-06",116980,"2ДТПL035Л-0100.400",null,"Преобразователь термоэлектрический 2ДТПL035Л-0100.400",1960,2352,"Под заказ","ДТПL","4",374,0,1,9025900008,"Производимый",24]
["2023-06-06T16:44:55.024","2023-06-06",63340,"2ДТПL035Л-0100.60",null,"Преобразователь термоэлектрический 2ДТПL035Л-0100.60",1735,2082,"Под заказ","ДТПL","По запросу",1,0,1,9025900008,"Производимый",24]
["2023-06-06T16:44:55.024","2023-06-06",59801,"2ДТПL035Л-0100.80",null,"Преобразователь термоэлектрический 2ДТПL035Л-0100.80",1735,2082,"Под заказ","ДТПL","4",735,0,1,9025900008,"Производимый",24]
["2023-06-06T16:44:55.024","2023-06-06",90074,"2ДТПL035Л-0110.120",null,"Преобразователь термоэлектрический 2ДТПL035Л-0110.120",3025,3630,"Под заказ","ДТПL","4",22,0,1,9025900008,"Производимый",24]
["2023-06-06T16:44:55.024","2023-06-06",60571,"2ДТПL035Л-0110.160.М22Х1,5",null,"Преобразователь термоэлектрический 2ДТПL035Л-0110.160.М22Х1,5",3479,4174.8,"Под заказ","ДТПL","По запросу",1,0,1,9025900008,"Производимый",24]
["2023-06-06T16:44:55.024","2023-06-06",99701,"2ДТПL035Л-0110.1600",null,"Преобразователь термоэлектрический 2ДТПL035Л-0110.1600",4840,5808,"Под заказ","ДТПL","4",3,0,1,9025900008,"Производимый",24]
["2023-06-06T16:44:55.024","2023-06-06",90075,"2ДТПL035Л-0110.250",null,"Преобразователь термоэлектрический 2ДТПL035Л-0110.250",3120,3744,"Под заказ","ДТПL","4",14,0,1,9025900008,"Производимый",24]
["2023-06-06T16:44:55.024","2023-06-06",68956,"2ДТПL035Л-1100.120",null,"Преобразователь термоэлектрический 2ДТПL035Л-1100.120",1735,2082,"Под заказ","ДТПL","По запросу",1,0,1,9025900008,"Производимый",24]
["2023-06-06T16:44:55.024","2023-06-06",68992,"2ДТПL035Л-1100.80",null,"Преобразователь термоэлектрический 2ДТПL035Л-1100.80",1735,2082,"Под заказ","ДТПL","По запросу",1,0,1,9025900008,"Производимый",24]
["2023-06-06T16:44:55.024","2023-06-06",87877,"2ДТПL044-00.30/2",null,"Преобразователь термоэлектрический 2ДТПL044-00.30/2",1750,2100,"Под заказ","ДТПL","4",490,0,1,9025900008,"Производимый",24]
["2023-06-06T16:44:55.024","2023-06-06",63416,"2ДТПL044-00.30/5",null,"Преобразователь термоэлектрический 2ДТПL044-00.30/5",3550,4260,"Под заказ","ДТПL","По запросу",1,0,1,9025900008,"Производимый",24]
["2023-06-06T16:44:55.024","2023-06-06",69392,"2ДТПL045Л-0100.100",null,"Преобразователь термоэлектрический 2ДТПL045Л-0100.100",1735,2082,"Под заказ","ДТПL","4",761,0,1,9025900008,"Производимый",24]
["2023-06-06T16:44:55.024","2023-06-06",103833,"2ДТПL045Л-0100.1000",null,"Преобразователь термоэлектрический 2ДТПL045Л-0100.1000",2785,3342,"Под заказ","ДТПL","По запросу",1,0,1,9025900008,"Производимый",24]
["2023-06-06T16:44:55.024","2023-06-06",65773,"2ДТПL045Л-0100.120",null,"Преобразователь термоэлектрический 2ДТПL045Л-0100.120",1735,2082,"Под заказ","ДТПL","4",712,0,1,9025900008,"Производимый",24]
["2023-06-06T16:44:55.024","2023-06-06",118921,"2ДТПL045Л-0100.1250",null,"Преобразователь термоэлектрический 2ДТПL045Л-0100.1250",2785,3342,"Под заказ","ДТПL","4",153,0,1,9025900008,"Производимый",24]
["2023-06-06T16:44:55.024","2023-06-06",129097,"2ДТПL045Л-0100.1500",null,"Преобразователь термоэлектрический 2ДТПL045Л-0100.1500",3770,4524,"Под заказ","ДТПL","По запросу",1,0,1,9025900008,"Производимый",24]
["2023-06-06T16:44:55.024","2023-06-06",58283,"2ДТПL045Л-0100.160",null,"Преобразователь термоэлектрический 2ДТПL045Л-0100.160",1735,2082,"Под заказ","ДТПL","4",630,0,1,9025900008,"Производимый",24]
["2023-06-06T16:44:55.024","2023-06-06",94208,"2ДТПL045Л-0100.1600",null,"Преобразователь термоэлектрический 2ДТПL045Л-0100.1600",3770,4524,"Под заказ","ДТПL","4",123,0,1,9025900008,"Производимый",24]
["2023-06-06T16:44:55.024","2023-06-06",94438,"2ДТПL045Л-0100.2000",null,"Преобразователь термоэлектрический 2ДТПL045Л-0100.2000",3770,4524,"Под заказ","ДТПL","4",101,0,1,9025900008,"Производимый",24]
["2023-06-06T16:44:55.024","2023-06-06",61737,"2ДТПL045Л-0100.320",null,"Преобразователь термоэлектрический 2ДТПL045Л-0100.320",1960,2352,"Под заказ","ДТПL","По запросу",1,0,1,9025900008,"Производимый",24]
["2023-06-06T16:44:55.024","2023-06-06",58282,"2ДТПL045Л-0100.400",null,"Преобразователь термоэлектрический 2ДТПL045Л-0100.400",1960,2352,"Под заказ","ДТПL","4",374,0,1,9025900008,"Производимый",24]
["2023-06-06T16:44:55.024","2023-06-06",129098,"2ДТПL045Л-0100.500",null,"Преобразователь термоэлектрический 2ДТПL045Л-0100.500",1960,2352,"Под заказ","ДТПL","4",320,0,1,9025900008,"Производимый",24]
["2023-06-06T16:44:55.024","2023-06-06",66051,"2ДТПL045Л-0100.60",null,"Преобразователь термоэлектрический 2ДТПL045Л-0100.60",1735,2082,"Под заказ","ДТПL","По запросу",1,0,1,9025900008,"Производимый",24]
["2023-06-06T16:44:55.024","2023-06-06",62215,"2ДТПL045Л-0100.80",null,"Преобразователь термоэлектрический 2ДТПL045Л-0100.80",1735,2082,"Под заказ","ДТПL","4",735,0,1,9025900008,"Производимый",24]
["2023-06-06T16:44:55.024","2023-06-06",65659,"2ДТПL045Л-0100.800",null,"Преобразователь термоэлектрический 2ДТПL045Л-0100.800",2140,2568,"Под заказ","ДТПL","По запросу",1,0,1,9025900008,"Производимый",24]
["2023-06-06T16:44:55.024","2023-06-06",90122,"2ДТПL045Л-0110.120",null,"Преобразователь термоэлектрический 2ДТПL045Л-0110.120",3025,3630,"Под заказ","ДТПL","4",22,0,1,9025900008,"Производимый",24]
["2023-06-06T16:44:55.024","2023-06-06",117128,"2ДТПL045Л-0110.150",null,"Преобразователь термоэлектрический 2ДТПL045Л-0110.150",3025,3630,"Под заказ","ДТПL","4",19,0,1,9025900008,"Производимый",24]
["2023-06-06T16:44:55.024","2023-06-06",79319,"2ДТПL045Л-0110.160",null,"Преобразователь термоэлектрический 2ДТПL045Л-0110.160",3025,3630,"Под заказ","ДТПL","4",22,0,1,9025900008,"Производимый",24]
["2023-06-06T16:44:55.024","2023-06-06",99855,"2ДТПL045Л-0110.1600",null,"Преобразователь термоэлектрический 2ДТПL045Л-0110.1600",4840,5808,"Под заказ","ДТПL","4",3,0,1,9025900008,"Производимый",24]
["2023-06-06T16:44:55.024","2023-06-06",64867,"2ДТПL045Л-0110.200",null,"Преобразователь термоэлектрический 2ДТПL045Л-0110.200",3025,3630,"Под заказ","ДТПL","4",16,0,1,9025900008,"Производимый",24]
["2023-06-06T16:44:55.024","2023-06-06",90125,"2ДТПL045Л-0110.250",null,"Преобразователь термоэлектрический 2ДТПL045Л-0110.250",3120,3744,"Под заказ","ДТПL","4",14,0,1,9025900008,"Производимый",24]
["2023-06-06T16:44:55.024","2023-06-06",76439,"2ДТПL045Л-0110.320",null,"Преобразователь термоэлектрический 2ДТПL045Л-0110.320",3120,3744,"Под заказ","ДТПL","4",12,0,1,9025900008,"Производимый",24]
["2023-06-06T16:44:55.024","2023-06-06",103015,"2ДТПL045Л-0110.500",null,"Преобразователь термоэлектрический 2ДТПL045Л-0110.500",3120,3744,"Под заказ","ДТПL","4",9,0,1,9025900008,"Производимый",24]
["2023-06-06T16:44:55.024","2023-06-06",100762,"2ДТПL045Л-0110.630",null,"Преобразователь термоэлектрический 2ДТПL045Л-0110.630",3450,4140,"Под заказ","ДТПL","4",7,0,1,9025900008,"Производимый",24]
["2023-06-06T16:44:55.024","2023-06-06",86363,"2ДТПL045Л-0110.800",null,"Преобразователь термоэлектрический 2ДТПL045Л-0110.800",3450,4140,"Под заказ","ДТПL","4",6,0,1,9025900008,"Производимый",24]
["2023-06-06T16:44:55.024","2023-06-06",117383,"2ДТПL045Л-0111.200",null,"Преобразователь термоэлектрический 2ДТПL045Л-0111.200",4840,5808,"Под заказ","ДТПL","4",16,0,1,9025900008,"Производимый",24]
["2023-06-06T16:44:55.024","2023-06-06",136302,"2ДТПL045Л-0200.2000",null,"Преобразователь термоэлектрический 2ДТПL045Л-0200.2000",4530,5436,"Под заказ","ДТПL","4",101,0,1,9025900008,"Производимый",24]
["2023-06-06T16:44:55.024","2023-06-06",94143,"2ДТПL045Л-0200.400",null,"Преобразователь термоэлектрический 2ДТПL045Л-0200.400",2350,2820,"Под заказ","ДТПL","4",1,0,1,9025900008,"Производимый",24]
["2023-06-06T16:44:55.024","2023-06-06",131425,"2ДТПL045Л-0210.300",null,"Преобразователь термоэлектрический 2ДТПL045Л-0210.300",3740,4488,"Под заказ","ДТПL","По запросу",1,0,1,9025900008,"Производимый",24]
["2023-06-06T16:44:55.024","2023-06-06",129894,"2ДТПL045Л-0210.400",null,"Преобразователь термоэлектрический 2ДТПL045Л-0210.400",3740,4488,"Под заказ","ДТПL","4",1,0,1,9025900008,"Производимый",24]
["2023-06-06T16:44:55.024","2023-06-06",85492,"2ДТПL055Л-0100.160",null,"Преобразователь термоэлектрический 2ДТПL055Л-0100.160",1735,2082,"Под заказ","ДТПL","По запросу",1,0,1,9025900008,"Производимый",24]
["2023-06-06T16:44:55.024","2023-06-06",85491,"2ДТПL055Л-0100.200",null,"Преобразователь термоэлектрический 2ДТПL055Л-0100.200",1735,2082,"Под заказ","ДТПL","4",16,0,1,9025900008,"Производимый",24]
["2023-06-06T16:44:55.024","2023-06-06",64866,"2ДТПL055Л-0110.320",null,"Преобразователь термоэлектрический 2ДТПL055Л-0110.320",3120,3744,"Под заказ","ДТПL","По запросу",1,0,1,9025900008,"Производимый",24]
["2023-06-06T16:44:55.024","2023-06-06",57897,"2ДТПL055Л-0200.160",null,"Преобразователь термоэлектрический 2ДТПL055Л-0200.160",2070,2484,"Под заказ","ДТПL","По запросу",1,0,1,9025900008,"Производимый",24]
["2023-06-06T16:44:55.024","2023-06-06",83690,"2ДТПL064-00.200/1",null,"Преобразователь термоэлектрический 2ДТПL064-00.200/1",1515,1818,"Под заказ","ДТПL","4",700,0,1,9025900008,"Производимый",24]
["2023-06-06T16:44:55.024","2023-06-06",108478,"2ДТПL064-00.80/0,2",null,"Преобразователь термоэлектрический 2ДТПL064-00.80/0,2",915,1098,"Под заказ","ДТПL","По запросу",1,0,1,9025900008,"Производимый",24]
["2023-06-06T16:44:55.024","2023-06-06",93127,"2ДТПL065Л-0100.160",null,"Преобразователь термоэлектрический 2ДТПL065Л-0100.160",1735,2082,"Под заказ","ДТПL","4",712,0,1,9025900008,"Производимый",24]
["2023-06-06T16:44:55.024","2023-06-06",108758,"2ДТПL065Л-0100.80",null,"Преобразователь термоэлектрический 2ДТПL065Л-0100.80",1735,2082,"Под заказ","ДТПL","4",959,0,1,9025900008,"Производимый",24]
["2023-06-06T16:44:55.024","2023-06-06",69037,"2ДТПL075Л-0000.200",null,"Преобразователь термоэлектрический 2ДТПL075Л-0000.200",1735,2082,"Под заказ","ДТПL","4",700,0,1,9025900008,"Производимый",24]
["2023-06-06T16:44:55.024","2023-06-06",60164,"2ДТПL075Л-0100.200",null,"Преобразователь термоэлектрический 2ДТПL075Л-0100.200",1735,2082,"Под заказ","ДТПL","По запросу",1,0,1,9025900008,"Производимый",24]
["2023-06-06T16:44:55.024","2023-06-06",136301,"2ДТПL075Л-0100.2000",null,"Преобразователь термоэлектрический 2ДТПL075Л-0100.2000",3770,4524,"Под заказ","ДТПL","4",103,0,1,9025900008,"Производимый",24]
["2023-06-06T16:44:55.024","2023-06-06",60234,"2ДТПL075Л-0100.250",null,"Преобразователь термоэлектрический 2ДТПL075Л-0100.250",1960,2352,"Под заказ","ДТПL","По запросу",1,0,1,9025900008,"Производимый",24]
["2023-06-06T16:44:55.024","2023-06-06",74708,"2ДТПL075Л-0100.80",null,"Преобразователь термоэлектрический 2ДТПL075Л-0100.80",1735,2082,"Под заказ","ДТПL","По запросу",1,0,1,9025900008,"Производимый",24]
["2023-06-06T16:44:55.024","2023-06-06",63932,"2ДТПL075Л-0100.800",null,"Преобразователь термоэлектрический 2ДТПL075Л-0100.800",2140,2568,"Под заказ","ДТПL","4",3,0,1,9025900008,"Производимый",24]
["2023-06-06T16:44:55.024","2023-06-06",79320,"2ДТПL075Л-0110.160",null,"Преобразователь термоэлектрический 2ДТПL075Л-0110.160",3025,3630,"Под заказ","ДТПL","4",11,0,1,9025900008,"Производимый",24]
["2023-06-06T16:44:55.024","2023-06-06",93770,"2ДТПL075Л-0110.320",null,"Преобразователь термоэлектрический 2ДТПL075Л-0110.320",3120,3744,"Под заказ","ДТПL","4",7,0,1,9025900008,"Производимый",24]
["2023-06-06T16:44:55.024","2023-06-06",79321,"2ДТПL075Л-0110.400",null,"Преобразователь термоэлектрический 2ДТПL075Л-0110.400",3120,3744,"Под заказ","ДТПL","4",6,0,1,9025900008,"Производимый",24]
["2023-06-06T16:44:55.024","2023-06-06",92309,"2ДТПL075Л-0110.80.G3/4",null,"Преобразователь термоэлектрический 2ДТПL075Л-0110.80.G3/4",3479,4174.8,"Под заказ","ДТПL","4",32,0,1,9025900008,"Производимый",24]
["2023-06-06T16:44:55.024","2023-06-06",129596,"2ДТПL095Л-0100.160",null,"Преобразователь термоэлектрический 2ДТПL095Л-0100.160",1735,2082,"Под заказ","ДТПL","4",600,0,1,9025900008,"Производимый",24]
["2023-06-06T16:44:55.024","2023-06-06",94272,"2ДТПL095Л-0100.1600",null,"Преобразователь термоэлектрический 2ДТПL095Л-0100.1600",3770,4524,"Под заказ","ДТПL","4",126,0,1,9025900008,"Производимый",24]
["2023-06-06T16:44:55.024","2023-06-06",106972,"2ДТПL095Л-0100.200",null,"Преобразователь термоэлектрический 2ДТПL095Л-0100.200",1735,2082,"Под заказ","ДТПL","4",600,0,1,9025900008,"Производимый",24]
["2023-06-06T16:44:55.024","2023-06-06",94273,"2ДТПL095Л-0100.2000",null,"Преобразователь термоэлектрический 2ДТПL095Л-0100.2000",3770,4524,"Под заказ","ДТПL","4",103,0,1,9025900008,"Производимый",24]
["2023-06-06T16:44:55.024","2023-06-06",64828,"2ДТПL095Л-0100.400",null,"Преобразователь термоэлектрический 2ДТПL095Л-0100.400",1960,2352,"Под заказ","ДТПL","4",401,0,1,9025900008,"Производимый",24]
["2023-06-06T16:44:55.024","2023-06-06",74709,"2ДТПL095Л-0100.80",null,"Преобразователь термоэлектрический 2ДТПL095Л-0100.80",1735,2082,"Под заказ","ДТПL","4",600,0,1,9025900008,"Производимый",24]
["2023-06-06T16:44:55.024","2023-06-06",104714,"2ДТПL095Л-1100.630",null,"Преобразователь термоэлектрический 2ДТПL095Л-1100.630",2140,2568,"Под заказ","ДТПL","4",283,0,1,9025900008,"Производимый",24]
["2023-06-06T16:44:55.024","2023-06-06",73738,"2ДТПL104-00.180/2",null,"Преобразователь термоэлектрический 2ДТПL104-00.180/2",1750,2100,"Под заказ","ДТПL","По запросу",1,0,1,9025900008,"Производимый",24]
["2023-06-06T16:44:55.024","2023-06-06",62865,"2ДТПL105Л-0110.250",null,"Преобразователь термоэлектрический 2ДТПL105Л-0110.250",3120,3744,"Под заказ","ДТПL","4",20,0,1,9025900008,"Производимый",24]
["2023-06-06T16:44:55.024","2023-06-06",67852,"2ДТПL105Л-1110.60",null,"Преобразователь термоэлектрический 2ДТПL105Л-1110.60",3025,3630,"Под заказ","ДТПL","По запросу",1,0,1,9025900008,"Производимый",24]
["2023-06-06T16:44:55.024","2023-06-06",94493,"2ДТПL114-00.320/1",null,"Преобразователь термоэлектрический 2ДТПL114-00.320/1",1340,1608,"Под заказ","ДТПL","4",483,0,1,9025900008,"Производимый",24]
["2023-06-06T16:44:55.024","2023-06-06",87418,"2ДТПL134-00.200/3",null,"Преобразователь термоэлектрический 2ДТПL134-00.200/3",2715,3258,"Под заказ","ДТПL","4",303,0,1,9025900008,"Производимый",24]
["2023-06-06T16:44:55.024","2023-06-06",71085,"2ДТПL134-00.32/1,5",null,"Преобразователь термоэлектрический 2ДТПL134-00.32/1,5",1815,2178,"Под заказ","ДТПL","По запросу",1,0,1,9025900008,"Производимый",24]
["2023-06-06T16:44:55.024","2023-06-06",59808,"2ДТПL215Л-0100.160",null,"Преобразователь термоэлектрический 2ДТПL215Л-0100.160",1735,2082,"Под заказ","ДТПL","По запросу",1,0,1,9025900008,"Производимый",24]
["2023-06-06T16:44:55.024","2023-06-06",59807,"2ДТПL215Л-0100.250",null,"Преобразователь термоэлектрический 2ДТПL215Л-0100.250",1960,2352,"Под заказ","ДТПL","По запросу",1,0,1,9025900008,"Производимый",24]
["2023-06-06T16:44:55.024","2023-06-06",100786,"2ДТПК045Л-0100.800",null,"Преобразователь термоэлектрический 2ДТПК045Л-0100.800",2140,2568,"Под заказ","ДТПL","4",6,0,1,9025900008,"Производимый",24]
["2023-06-06T16:44:55.024","2023-06-06",98340,"2ДТПК045Л-0211.120",null,"Преобразователь термоэлектрический 2ДТПК045Л-0211.120",5795,6954,"Под заказ","ДТПL","4",1,0,1,9025900008,"Производимый",24]
["2023-06-06T16:44:55.024","2023-06-06",71971,"2ДТПК045Л-0211.630",null,"Преобразователь термоэлектрический 2ДТПК045Л-0211.630",6190,7428,"Под заказ","ДТПL","4",1,0,1,9025900008,"Производимый",24]
["2023-06-06T16:44:55.024","2023-06-06",39894,"ДТПL011-0,3/0,2",null,"Преобразователь термоэлектрический ДТПL011-0,3/0,2",275,330,"Под заказ","ДТПL","4",1,0,1,9025900008,"Производимый",24]
["2023-06-06T16:44:55.024","2023-06-06",116969,"ДТПL011-0,3/0,5",null,"Преобразователь термоэлектрический ДТПL011-0,3/0,5",365,438,"Под заказ","ДТПL","4",1,0,1,9025900008,"Производимый",24]
["2023-06-06T16:44:55.024","2023-06-06",116169,"ДТПL011-0,3/1,0",null,"Преобразователь термоэлектрический ДТПL011-0,3/1,0",515,618,"Под заказ","ДТПL","4",1,0,1,9025900008,"Производимый",24]
["2023-06-06T16:44:55.024","2023-06-06",17595,"ДТПL011-0,3/1,5",null,"Преобразователь термоэлектрический ДТПL011-0,3/1,5",665,798,"Под заказ","ДТПL","4",1,0,1,9025900008,"Производимый",24]
["2023-06-06T16:44:55.024","2023-06-06",124941,"ДТПL011-0,3/1,7",null,"Преобразователь термоэлектрический ДТПL011-0,3/1,7",725,870,"Под заказ","ДТПL","4",1,0,1,9025900008,"Производимый",24]
["2023-06-06T16:44:55.024","2023-06-06",126388,"ДТПL011-0,3/10",null,"Преобразователь термоэлектрический ДТПL011-0,3/10",3215,3858,"Под заказ","ДТПL","4",1,0,1,9025900008,"Производимый",24]
["2023-06-06T16:44:55.024","2023-06-06",117395,"ДТПL011-0,3/2",null,"Преобразователь термоэлектрический ДТПL011-0,3/2",815,978,"Под заказ","ДТПL","4",1,0,1,9025900008,"Производимый",24]
["2023-06-06T16:44:55.024","2023-06-06",52943,"ДТПL011-0,3/3",null,"Преобразователь термоэлектрический ДТПL011-0,3/3",1115,1338,"Под заказ","ДТПL","4",1,0,1,9025900008,"Производимый",24]
["2023-06-06T16:44:55.024","2023-06-06",21110,"ДТПL011-0,3/35",null,"Преобразователь термоэлектрический ДТПL011-0,3/35",10715,12858,"Под заказ","ДТПL","По запросу",1,0,1,9025900008,"Производимый",0]
["2023-06-06T16:44:55.024","2023-06-06",21969,"ДТПL011-0,3/4,5",null,"Преобразователь термоэлектрический ДТПL011-0,3/4,5",1565,1878,"Под заказ","ДТПL","По запросу",1,0,1,9025900008,"Производимый",24]
["2023-06-06T16:44:55.024","2023-06-06",42438,"ДТПL011-0,3/5",null,"Преобразователь термоэлектрический ДТПL011-0,3/5",1715,2058,"Под заказ","ДТПL","4",1,0,1,9025900008,"Производимый",24]
["2023-06-06T16:44:55.024","2023-06-06",21968,"ДТПL011-0,3/5,5",null,"Преобразователь термоэлектрический ДТПL011-0,3/5,5",1865,2238,"Под заказ","ДТПL","По запросу",1,0,1,9025900008,"Производимый",24]
["2023-06-06T16:44:55.024","2023-06-06",21967,"ДТПL011-0,3/6,5",null,"Преобразователь термоэлектрический ДТПL011-0,3/6,5",2165,2598,"Под заказ","ДТПL","По запросу",1,0,1,9025900008,"Производимый",24]
["2023-06-06T16:44:55.024","2023-06-06",133795,"ДТПL011-0,3/7",null,"Преобразователь термоэлектрический ДТПL011-0,3/7",2315,2778,"Под заказ","ДТПL","4",1,0,1,9025900008,"Производимый",24]
["2023-06-06T16:44:55.024","2023-06-06",21966,"ДТПL011-0,3/7,5",null,"Преобразователь термоэлектрический ДТПL011-0,3/7,5",2465,2958,"Под заказ","ДТПL","По запросу",1,0,1,9025900008,"Производимый",24]
["2023-06-06T16:44:55.024","2023-06-06",21349,"ДТПL011-0,5/0,2",null,"Преобразователь термоэлектрический ДТПL011-0,5/0,2",275,330,"Под заказ","ДТПL","4",1000,0,1,9025900008,"Производимый",24]
["2023-06-06T16:44:55.024","2023-06-06",48976,"ДТПL011-0,5/0,25",null,"Преобразователь термоэлектрический ДТПL011-0,5/0,25",290,348,"Под заказ","ДТПL","4",1000,0,1,9025900008,"Производимый",24]
["2023-06-06T16:44:55.024","2023-06-06",42367,"ДТПL011-0,5/0,3",null,"Преобразователь термоэлектрический ДТПL011-0,5/0,3",305,366,"Под заказ","ДТПL","4",1000,0,1,9025900008,"Производимый",24]
["2023-06-06T16:44:55.024","2023-06-06",48977,"ДТПL011-0,5/0,35",null,"Преобразователь термоэлектрический ДТПL011-0,5/0,35",320,384,"Под заказ","ДТПL","4",1000,0,1,9025900008,"Производимый",24]
["2023-06-06T16:44:55.024","2023-06-06",42807,"ДТПL011-0,5/0,4",null,"Преобразователь термоэлектрический ДТПL011-0,5/0,4",335,402,"Под заказ","ДТПL","4",1000,0,1,9025900008,"Производимый",24]
["2023-06-06T16:44:55.024","2023-06-06",11561,"ДТПL011-0,5/0,5",null,"Преобразователь термоэлектрический ДТПL011-0,5/0,5",365,438,"Стандартный","ДТПL","4",1000,0,1,9025900008,"Производимый",24]
["2023-06-06T16:44:55.024","2023-06-06",40417,"ДТПL011-0,5/0,6",null,"Преобразователь термоэлектрический ДТПL011-0,5/0,6",395,474,"Под заказ","ДТПL","4",1000,0,1,9025900008,"Производимый",24]
["2023-06-06T16:44:55.024","2023-06-06",81268,"ДТПL011-0,5/0,7",null,"Преобразователь термоэлектрический ДТПL011-0,5/0,7",425,510,"Под заказ","ДТПL","4",1000,0,1,9025900008,"Производимый",24]
["2023-06-06T16:44:55.024","2023-06-06",46452,"ДТПL011-0,5/0,8",null,"Преобразователь термоэлектрический ДТПL011-0,5/0,8",455,546,"Под заказ","ДТПL","4",1000,0,1,9025900008,"Производимый",24]
["2023-06-06T16:44:55.024","2023-06-06",10425,"ДТПL011-0,5/1",null,"Преобразователь термоэлектрический ДТПL011-0,5/1",515,618,"Стандартный","ДТПL","4",1000,0,1,9025900008,"Производимый",24]
["2023-06-06T16:44:55.024","2023-06-06",48459,"ДТПL011-0,5/1,2",null,"Преобразователь термоэлектрический ДТПL011-0,5/1,2",575,690,"Под заказ","ДТПL","4",1000,0,1,9025900008,"Производимый",24]
["2023-06-06T16:44:55.024","2023-06-06",8434,"ДТПL011-0,5/1,5",null,"Преобразователь термоэлектрический ДТПL011-0,5/1,5",665,798,"Стандартный","ДТПL","4",1000,0,1,9025900008,"Производимый",24]
["2023-06-06T16:44:55.024","2023-06-06",125555,"ДТПL011-0,5/1,8",null,"Преобразователь термоэлектрический ДТПL011-0,5/1,8",755,906,"Под заказ","ДТПL","4",1000,0,1,9025900008,"Производимый",24]
["2023-06-06T16:44:55.024","2023-06-06",8085,"ДТПL011-0,5/10",null,"Преобразователь термоэлектрический ДТПL011-0,5/10",3215,3858,"Под заказ","ДТПL","4",200,0,1,9025900008,"Производимый",24]
["2023-06-06T16:44:55.024","2023-06-06",68735,"ДТПL011-0,5/11",null,"Преобразователь термоэлектрический ДТПL011-0,5/11",3515,4218,"Под заказ","ДТПL","4",181,0,1,9025900008,"Производимый",24]
["2023-06-06T16:44:55.024","2023-06-06",9017,"ДТПL011-0,5/12",null,"Преобразователь термоэлектрический ДТПL011-0,5/12",3815,4578,"Под заказ","ДТПL","4",166,0,1,9025900008,"Производимый",24]
["2023-06-06T16:44:55.024","2023-06-06",46685,"ДТПL011-0,5/12,5",null,"Преобразователь термоэлектрический ДТПL011-0,5/12,5",3965,4758,"Под заказ","ДТПL","По запросу",1,0,1,9025900008,"Производимый",24]
["2023-06-06T16:44:55.024","2023-06-06",63101,"ДТПL011-0,5/13",null,"Преобразователь термоэлектрический ДТПL011-0,5/13",4115,4938,"Под заказ","ДТПL","По запросу",1,0,1,9025900008,"Производимый",24]
["2023-06-06T16:44:55.024","2023-06-06",8627,"ДТПL011-0,5/14",null,"Преобразователь термоэлектрический ДТПL011-0,5/14",4415,5298,"Под заказ","ДТПL","4",1,0,1,9025900008,"Производимый",24]
["2023-06-06T16:44:55.024","2023-06-06",7958,"ДТПL011-0,5/15",null,"Преобразователь термоэлектрический ДТПL011-0,5/15",4715,5658,"Под заказ","ДТПL","4",133,0,1,9025900008,"Производимый",24]
["2023-06-06T16:44:55.024","2023-06-06",73984,"ДТПL011-0,5/16",null,"Преобразователь термоэлектрический ДТПL011-0,5/16",5015,6018,"Под заказ","ДТПL","4",1,0,1,9025900008,"Производимый",24]
["2023-06-06T16:44:55.024","2023-06-06",35491,"ДТПL011-0,5/18",null,"Преобразователь термоэлектрический ДТПL011-0,5/18",5615,6738,"Под заказ","ДТПL","4",111,0,1,9025900008,"Производимый",24]
["2023-06-06T16:44:55.024","2023-06-06",8126,"ДТПL011-0,5/2",null,"Преобразователь термоэлектрический ДТПL011-0,5/2",815,978,"Стандартный","ДТПL","4",990,0,1,9025900008,"Производимый",24]
["2023-06-06T16:44:55.024","2023-06-06",8048,"ДТПL011-0,5/2,5",null,"Преобразователь термоэлектрический ДТПL011-0,5/2,5",965,1158,"Под заказ","ДТПL","4",794,0,1,9025900008,"Производимый",24]
["2023-06-06T16:44:55.024","2023-06-06",125554,"ДТПL011-0,5/2,6",null,"Преобразователь термоэлектрический ДТПL011-0,5/2,6",995,1194,"Под заказ","ДТПL","4",763,0,1,9025900008,"Производимый",24]
["2023-06-06T16:44:55.024","2023-06-06",125553,"ДТПL011-0,5/2,8",null,"Преобразователь термоэлектрический ДТПL011-0,5/2,8",1055,1266,"Под заказ","ДТПL","4",709,0,1,9025900008,"Производимый",24]
["2023-06-06T16:44:55.024","2023-06-06",7523,"ДТПL011-0,5/20",null,"Преобразователь термоэлектрический ДТПL011-0,5/20",6215,7458,"Под заказ","ДТПL","4",100,0,1,9025900008,"Производимый",24]
["2023-06-06T16:44:55.024","2023-06-06",41920,"ДТПL011-0,5/25",null,"Преобразователь термоэлектрический ДТПL011-0,5/25",7715,9258,"Под заказ","ДТПL","4",80,0,1,9025900008,"Производимый",24]
["2023-06-06T16:44:55.024","2023-06-06",76232,"ДТПL011-0,5/26",null,"Преобразователь термоэлектрический ДТПL011-0,5/26",8015,9618,"Под заказ","ДТПL","По запросу",1,0,1,9025900008,"Производимый",0]
["2023-06-06T16:44:55.024","2023-06-06",7986,"ДТПL011-0,5/3",null,"Преобразователь термоэлектрический ДТПL011-0,5/3",1115,1338,"Стандартный","ДТПL","4",662,0,1,9025900008,"Производимый",24]
["2023-06-06T16:44:55.024","2023-06-06",15989,"ДТПL011-0,5/3,5",null,"Преобразователь термоэлектрический ДТПL011-0,5/3,5",1265,1518,"Под заказ","ДТПL","4",568,0,1,9025900008,"Производимый",24]
["2023-06-06T16:44:55.024","2023-06-06",125896,"ДТПL011-0,5/3,7",null,"Преобразователь термоэлектрический ДТПL011-0,5/3,7",1325,1590,"Под заказ","ДТПL","По запросу",1,0,1,9025900008,"Производимый",24]
["2023-06-06T16:44:55.024","2023-06-06",9414,"ДТПL011-0,5/30",null,"Преобразователь термоэлектрический ДТПL011-0,5/30",9215,11058,"Под заказ","ДТПL","4",67,0,1,9025900008,"Производимый",24]
["2023-06-06T16:44:55.024","2023-06-06",30319,"ДТПL011-0,5/31",null,"Преобразователь термоэлектрический ДТПL011-0,5/31",9515,11418,"Под заказ","ДТПL","4",64,0,1,9025900008,"Производимый",0]
["2023-06-06T16:44:55.024","2023-06-06",15231,"ДТПL011-0,5/35",null,"Преобразователь термоэлектрический ДТПL011-0,5/35",10715,12858,"Под заказ","ДТПL","По запросу",1,0,1,9025900008,"Производимый",0]
["2023-06-06T16:44:55.024","2023-06-06",7964,"ДТПL011-0,5/4",null,"Преобразователь термоэлектрический ДТПL011-0,5/4",1415,1698,"Стандартный","ДТПL","4",498,0,1,9025900008,"Производимый",24]
["2023-06-06T16:44:55.024","2023-06-06",125552,"ДТПL011-0,5/4,3",null,"Преобразователь термоэлектрический ДТПL011-0,5/4,3",1505,1806,"Под заказ","ДТПL","4",463,0,1,9025900008,"Производимый",24]
["2023-06-06T16:44:55.024","2023-06-06",41530,"ДТПL011-0,5/4,5",null,"Преобразователь термоэлектрический ДТПL011-0,5/4,5",1565,1878,"Под заказ","ДТПL","4",442,0,1,9025900008,"Производимый",24]
["2023-06-06T16:44:55.024","2023-06-06",126049,"ДТПL011-0,5/4,8",null,"Преобразователь термоэлектрический ДТПL011-0,5/4,8",1655,1986,"Под заказ","ДТПL","4",415,0,1,9025900008,"Производимый",24]
["2023-06-06T16:44:55.024","2023-06-06",16968,"ДТПL011-0,5/45",null,"Преобразователь термоэлектрический ДТПL011-0,5/45",13715,16458,"Под заказ","ДТПL","По запросу",1,0,1,9025900008,"Производимый",0]
["2023-06-06T16:44:55.024","2023-06-06",8435,"ДТПL011-0,5/5",null,"Преобразователь термоэлектрический ДТПL011-0,5/5",1715,2058,"Стандартный","ДТПL","4",398,0,1,9025900008,"Производимый",24]
["2023-06-06T16:44:55.024","2023-06-06",11627,"ДТПL011-0,5/5,5",null,"Преобразователь термоэлектрический ДТПL011-0,5/5,5",1865,2238,"Под заказ","ДТПL","4",362,0,1,9025900008,"Производимый",24]
["2023-06-06T16:44:55.024","2023-06-06",11126,"ДТПL011-0,5/50",null,"Преобразователь термоэлектрический ДТПL011-0,5/50",15215,18258,"Под заказ","ДТПL","По запросу",1,0,1,9025900008,"Производимый",0]
["2023-06-06T16:44:55.024","2023-06-06",31502,"ДТПL011-0,5/52",null,"Преобразователь термоэлектрический ДТПL011-0,5/52",15815,18978,"Под заказ","ДТПL","По запросу",1,0,1,9025900008,"Производимый",0]
["2023-06-06T16:44:55.024","2023-06-06",105245,"ДТПL011-0,5/56",null,"Преобразователь термоэлектрический ДТПL011-0,5/56",17015,20418,"Под заказ","ДТПL","По запросу",1,0,1,9025900008,"Производимый",24]
["2023-06-06T16:44:55.024","2023-06-06",8135,"ДТПL011-0,5/6",null,"Преобразователь термоэлектрический ДТПL011-0,5/6",2015,2418,"Под заказ","ДТПL","4",332,0,1,9025900008,"Производимый",24]
["2023-06-06T16:44:55.024","2023-06-06",11280,"ДТПL011-0,5/7",null,"Преобразователь термоэлектрический ДТПL011-0,5/7",2315,2778,"Под заказ","ДТПL","4",285,0,1,9025900008,"Производимый",24]
["2023-06-06T16:44:55.024","2023-06-06",9185,"ДТПL011-0,5/7,5",null,"Преобразователь термоэлектрический ДТПL011-0,5/7,5",2465,2958,"Под заказ","ДТПL","По запросу",1,0,1,9025900008,"Производимый",24]
["2023-06-06T16:44:55.024","2023-06-06",9538,"ДТПL011-0,5/8",null,"Преобразователь термоэлектрический ДТПL011-0,5/8",2615,3138,"Под заказ","ДТПL","4",249,0,1,9025900008,"Производимый",24]
["2023-06-06T16:44:55.024","2023-06-06",31873,"ДТПL011-0,5/9",null,"Преобразователь термоэлектрический ДТПL011-0,5/9",2915,3498,"Под заказ","ДТПL","4",222,0,1,9025900008,"Производимый",24]
["2023-06-06T16:44:55.024","2023-06-06",77374,"ДТПL011-0,7/0,16",null,"Преобразователь термоэлектрический ДТПL011-0,7/0,16",271,325.2,"Под заказ","ДТПL","4",1000,0,1,9025900008,"Производимый",24]
["2023-06-06T16:44:55.024","2023-06-06",31200,"ДТПL011-0,7/0,2",null,"Преобразователь термоэлектрический ДТПL011-0,7/0,2",285,342,"Под заказ","ДТПL","4",1000,0,1,9025900008,"Производимый",24]
["2023-06-06T16:44:55.024","2023-06-06",32276,"ДТПL011-0,7/0,25",null,"Преобразователь термоэлектрический ДТПL011-0,7/0,25",303,363.6,"Под заказ","ДТПL","По запросу",1,0,1,9025900008,"Производимый",24]
["2023-06-06T16:44:55.024","2023-06-06",57357,"ДТПL011-0,7/0,3",null,"Преобразователь термоэлектрический ДТПL011-0,7/0,3",320,384,"Под заказ","ДТПL","4",1000,0,1,9025900008,"Производимый",24]
["2023-06-06T16:44:55.024","2023-06-06",32275,"ДТПL011-0,7/0,4",null,"Преобразователь термоэлектрический ДТПL011-0,7/0,4",355,426,"Под заказ","ДТПL","4",1000,0,1,9025900008,"Производимый",24]
["2023-06-06T16:44:55.024","2023-06-06",8191,"ДТПL011-0,7/0,5",null,"Преобразователь термоэлектрический ДТПL011-0,7/0,5",390,468,"Под заказ","ДТПL","4",1000,0,1,9025900008,"Производимый",24]
["2023-06-06T16:44:55.024","2023-06-06",31430,"ДТПL011-0,7/0,6",null,"Преобразователь термоэлектрический ДТПL011-0,7/0,6",425,510,"Под заказ","ДТПL","4",907,0,1,9025900008,"Производимый",24]
["2023-06-06T16:44:55.024","2023-06-06",62169,"ДТПL011-0,7/0,7",null,"Преобразователь термоэлектрический ДТПL011-0,7/0,7",460,552,"Под заказ","ДТПL","4",781,0,1,9025900008,"Производимый",24]
["2023-06-06T16:44:55.024","2023-06-06",58879,"ДТПL011-0,7/0,8",null,"Преобразователь термоэлектрический ДТПL011-0,7/0,8",495,594,"Под заказ","ДТПL","4",1,0,1,9025900008,"Производимый",24]
["2023-06-06T16:44:55.024","2023-06-06",8730,"ДТПL011-0,7/1",null,"Преобразователь термоэлектрический ДТПL011-0,7/1",565,678,"Под заказ","ДТПL","4",551,0,1,9025900008,"Производимый",24]
["2023-06-06T16:44:55.024","2023-06-06",15749,"ДТПL011-0,7/1,2",null,"Преобразователь термоэлектрический ДТПL011-0,7/1,2",635,762,"Под заказ","ДТПL","4",461,0,1,9025900008,"Производимый",24]
["2023-06-06T16:44:55.024","2023-06-06",8153,"ДТПL011-0,7/1,5",null,"Преобразователь термоэлектрический ДТПL011-0,7/1,5",740,888,"Стандартный","ДТПL","4",370,0,1,9025900008,"Производимый",24]
["2023-06-06T16:44:55.024","2023-06-06",50229,"ДТПL011-0,7/1,6",null,"Преобразователь термоэлектрический ДТПL011-0,7/1,6",775,930,"Под заказ","ДТПL","По запросу",1,0,1,9025900008,"Производимый",24]
["2023-06-06T16:44:55.024","2023-06-06",114838,"ДТПL011-0,7/1,9",null,"Преобразователь термоэлектрический ДТПL011-0,7/1,9",880,1056,"Под заказ","ДТПL","4",293,0,1,9025900008,"Производимый",24]
["2023-06-06T16:44:55.024","2023-06-06",8287,"ДТПL011-0,7/10",null,"Преобразователь термоэлектрический ДТПL011-0,7/10",3715,4458,"Под заказ","ДТПL","4",56,0,1,9025900008,"Производимый",24]
["2023-06-06T16:44:55.024","2023-06-06",10194,"ДТПL011-0,7/11",null,"Преобразователь термоэлектрический ДТПL011-0,7/11",4065,4878,"Под заказ","ДТПL","4",51,0,1,9025900008,"Производимый",24]
["2023-06-06T16:44:55.024","2023-06-06",20788,"ДТПL011-0,7/12",null,"Преобразователь термоэлектрический ДТПL011-0,7/12",4415,5298,"Под заказ","ДТПL","4",47,0,1,9025900008,"Производимый",24]
["2023-06-06T16:44:55.024","2023-06-06",95104,"ДТПL011-0,7/13",null,"Преобразователь термоэлектрический ДТПL011-0,7/13",4765,5718,"Под заказ","ДТПL","4",43,0,1,9025900008,"Производимый",24]
["2023-06-06T16:44:55.024","2023-06-06",10193,"ДТПL011-0,7/14",null,"Преобразователь термоэлектрический ДТПL011-0,7/14",5115,6138,"Под заказ","ДТПL","4",40,0,1,9025900008,"Производимый",24]
["2023-06-06T16:44:55.024","2023-06-06",9955,"ДТПL011-0,7/14,5",null,"Преобразователь термоэлектрический ДТПL011-0,7/14,5",5290,6348,"Под заказ","ДТПL","По запросу",1,0,1,9025900008,"Производимый",24]
["2023-06-06T16:44:55.024","2023-06-06",8564,"ДТПL011-0,7/15",null,"Преобразователь термоэлектрический ДТПL011-0,7/15",5465,6558,"Под заказ","ДТПL","4",37,0,1,9025900008,"Производимый",24]
["2023-06-06T16:44:55.024","2023-06-06",9954,"ДТПL011-0,7/16,5",null,"Преобразователь термоэлектрический ДТПL011-0,7/16,5",5990,7188,"Под заказ","ДТПL","По запросу",1,0,1,9025900008,"Производимый",24]
["2023-06-06T16:44:55.024","2023-06-06",9177,"ДТПL011-0,7/17",null,"Преобразователь термоэлектрический ДТПL011-0,7/17",6165,7398,"Под заказ","ДТПL","По запросу",1,0,1,9025900008,"Производимый",24]
["2023-06-06T16:44:55.024","2023-06-06",9953,"ДТПL011-0,7/18",null,"Преобразователь термоэлектрический ДТПL011-0,7/18",6515,7818,"Под заказ","ДТПL","4",31,0,1,9025900008,"Производимый",24]
["2023-06-06T16:44:55.024","2023-06-06",53604,"ДТПL011-0,7/19",null,"Преобразователь термоэлектрический ДТПL011-0,7/19",6865,8238,"Под заказ","ДТПL","По запросу",1,0,1,9025900008,"Производимый",24]
["2023-06-06T16:44:55.024","2023-06-06",8147,"ДТПL011-0,7/2",null,"Преобразователь термоэлектрический ДТПL011-0,7/2",915,1098,"Стандартный","ДТПL","4",278,0,1,9025900008,"Производимый",24]
["2023-06-06T16:44:55.024","2023-06-06",109831,"ДТПL011-0,7/2,2",null,"Преобразователь термоэлектрический ДТПL011-0,7/2,2",985,1182,"Под заказ","ДТПL","4",253,0,1,9025900008,"Производимый",24]
["2023-06-06T16:44:55.024","2023-06-06",109832,"ДТПL011-0,7/2,4",null,"Преобразователь термоэлектрический ДТПL011-0,7/2,4",1055,1266,"Под заказ","ДТПL","4",232,0,1,9025900008,"Производимый",24]
["2023-06-06T16:44:55.024","2023-06-06",8152,"ДТПL011-0,7/2,5",null,"Преобразователь термоэлектрический ДТПL011-0,7/2,5",1090,1308,"Под заказ","ДТПL","4",223,0,1,9025900008,"Производимый",24]
["2023-06-06T16:44:55.024","2023-06-06",109833,"ДТПL011-0,7/2,9",null,"Преобразователь термоэлектрический ДТПL011-0,7/2,9",1230,1476,"Под заказ","ДТПL","4",193,0,1,9025900008,"Производимый",24]
["2023-06-06T16:44:55.024","2023-06-06",8687,"ДТПL011-0,7/20",null,"Преобразователь термоэлектрический ДТПL011-0,7/20",7215,8658,"Под заказ","ДТПL","4",28,0,1,9025900008,"Производимый",24]
["2023-06-06T16:44:55.024","2023-06-06",36066,"ДТПL011-0,7/24",null,"Преобразователь термоэлектрический ДТПL011-0,7/24",8615,10338,"Под заказ","ДТПL","По запросу",1,0,1,9025900008,"Производимый",0]
["2023-06-06T16:44:55.024","2023-06-06",8503,"ДТПL011-0,7/3",null,"Преобразователь термоэлектрический ДТПL011-0,7/3",1265,1518,"Под заказ","ДТПL","4",186,0,1,9025900008,"Производимый",24]
["2023-06-06T16:44:55.024","2023-06-06",15137,"ДТПL011-0,7/3,5",null,"Преобразователь термоэлектрический ДТПL011-0,7/3,5",1440,1728,"Под заказ","ДТПL","4",160,0,1,9025900008,"Производимый",24]
["2023-06-06T16:44:55.024","2023-06-06",109834,"ДТПL011-0,7/3,7",null,"Преобразователь термоэлектрический ДТПL011-0,7/3,7",1510,1812,"Под заказ","ДТПL","4",151,0,1,9025900008,"Производимый",24]
["2023-06-06T16:44:55.024","2023-06-06",9686,"ДТПL011-0,7/30",null,"Преобразователь термоэлектрический ДТПL011-0,7/30",10715,12858,"Под заказ","ДТПL","По запросу",1,0,1,9025900008,"Производимый",0]
["2023-06-06T16:44:55.024","2023-06-06",43696,"ДТПL011-0,7/31",null,"Преобразователь термоэлектрический ДТПL011-0,7/31",11065,13278,"Под заказ","ДТПL","По запросу",1,0,1,9025900008,"Производимый",0]
["2023-06-06T16:44:55.024","2023-06-06",9656,"ДТПL011-0,7/4",null,"Преобразователь термоэлектрический ДТПL011-0,7/4",1615,1938,"Под заказ","ДТПL","4",140,0,1,9025900008,"Производимый",24]
["2023-06-06T16:44:55.024","2023-06-06",114839,"ДТПL011-0,7/4,2",null,"Преобразователь термоэлектрический ДТПL011-0,7/4,2",1685,2022,"Под заказ","ДТПL","4",133,0,1,9025900008,"Производимый",24]
["2023-06-06T16:44:55.024","2023-06-06",109835,"ДТПL011-0,7/4,3",null,"Преобразователь термоэлектрический ДТПL011-0,7/4,3",1720,2064,"Под заказ","ДТПL","4",130,0,1,9025900008,"Производимый",24]
["2023-06-06T16:44:55.024","2023-06-06",8339,"ДТПL011-0,7/5",null,"Преобразователь термоэлектрический ДТПL011-0,7/5",1965,2358,"Под заказ","ДТПL","4",112,0,1,9025900008,"Производимый",24]
["2023-06-06T16:44:55.024","2023-06-06",9948,"ДТПL011-0,7/5,5",null,"Преобразователь термоэлектрический ДТПL011-0,7/5,5",2140,2568,"Под заказ","ДТПL","По запросу",1,0,1,9025900008,"Производимый",24]
["2023-06-06T16:44:55.024","2023-06-06",9423,"ДТПL011-0,7/50",null,"Преобразователь термоэлектрический ДТПL011-0,7/50",17715,21258,"Под заказ","ДТПL","По запросу",1,0,1,9025900008,"Производимый",0]
["2023-06-06T16:44:55.024","2023-06-06",30707,"ДТПL011-0,7/6",null,"Преобразователь термоэлектрический ДТПL011-0,7/6",2315,2778,"Под заказ","ДТПL","4",93,0,1,9025900008,"Производимый",24]
["2023-06-06T16:44:55.024","2023-06-06",9949,"ДТПL011-0,7/6,5",null,"Преобразователь термоэлектрический ДТПL011-0,7/6,5",2490,2988,"Под заказ","ДТПL","По запросу",1,0,1,9025900008,"Производимый",24]
["2023-06-06T16:44:55.024","2023-06-06",10195,"ДТПL011-0,7/7",null,"Преобразователь термоэлектрический ДТПL011-0,7/7",2665,3198,"Под заказ","ДТПL","4",80,0,1,9025900008,"Производимый",24]
["2023-06-06T16:44:55.024","2023-06-06",9950,"ДТПL011-0,7/7,5",null,"Преобразователь термоэлектрический ДТПL011-0,7/7,5",2840,3408,"Под заказ","ДТПL","По запросу",1,0,1,9025900008,"Производимый",24]
["2023-06-06T16:44:55.024","2023-06-06",9951,"ДТПL011-0,7/8",null,"Преобразователь термоэлектрический ДТПL011-0,7/8",3015,3618,"Под заказ","ДТПL","4",563,0,1,9025900008,"Производимый",24]
["2023-06-06T16:44:55.024","2023-06-06",9952,"ДТПL011-0,7/9",null,"Преобразователь термоэлектрический ДТПL011-0,7/9",3365,4038,"Под заказ","ДТПL","4",62,0,1,9025900008,"Производимый",24]
["2023-06-06T16:44:55.024","2023-06-06",31201,"ДТПL011-1,2/0,2",null,"Преобразователь термоэлектрический ДТПL011-1,2/0,2",305,366,"Под заказ","ДТПL","4",568,0,1,9025900008,"Производимый",24]
["2023-06-06T16:44:55.024","2023-06-06",62199,"ДТПL011-1,2/0,3",null,"Преобразователь термоэлектрический ДТПL011-1,2/0,3",350,420,"Под заказ","ДТПL","4",391,0,1,9025900008,"Производимый",24]
["2023-06-06T16:44:55.024","2023-06-06",9902,"ДТПL011-1,2/0,5",null,"Преобразователь термоэлектрический ДТПL011-1,2/0,5",440,528,"Под заказ","ДТПL","4",240,0,1,9025900008,"Производимый",24]
["2023-06-06T16:44:55.024","2023-06-06",31429,"ДТПL011-1,2/0,6",null,"Преобразователь термоэлектрический ДТПL011-1,2/0,6",485,582,"Под заказ","ДТПL","4",202,0,1,9025900008,"Производимый",24]
["2023-06-06T16:44:55.024","2023-06-06",10402,"ДТПL011-1,2/1",null,"Преобразователь термоэлектрический ДТПL011-1,2/1",665,798,"Под заказ","ДТПL","4",123,0,1,9025900008,"Производимый",24]
["2023-06-06T16:44:55.024","2023-06-06",131138,"ДТПL011-1,2/1,2",null,"Преобразователь термоэлектрический ДТПL011-1,2/1,2",755,906,"Под заказ","ДТПL","4",102,0,1,9025900008,"Производимый",24]
["2023-06-06T16:44:55.024","2023-06-06",8974,"ДТПL011-1,2/1,5",null,"Преобразователь термоэлектрический ДТПL011-1,2/1,5",890,1068,"Под заказ","ДТПL","4",82,0,1,9025900008,"Производимый",24]
["2023-06-06T16:44:55.024","2023-06-06",9737,"ДТПL011-1,2/10",null,"Преобразователь термоэлектрический ДТПL011-1,2/10",4715,5658,"Под заказ","ДТПL","4",12,0,1,9025900008,"Производимый",24]
["2023-06-06T16:44:55.024","2023-06-06",16047,"ДТПL011-1,2/12",null,"Преобразователь термоэлектрический ДТПL011-1,2/12",5615,6738,"Под заказ","ДТПL","По запросу",1,0,1,9025900008,"Производимый",24]
["2023-06-06T16:44:55.024","2023-06-06",16664,"ДТПL011-1,2/15",null,"Преобразователь термоэлектрический ДТПL011-1,2/15",6965,8358,"Под заказ","ДТПL","4",8,0,1,9025900008,"Производимый",24]
["2023-06-06T16:44:55.024","2023-06-06",16364,"ДТПL011-1,2/2",null,"Преобразователь термоэлектрический ДТПL011-1,2/2",1115,1338,"Под заказ","ДТПL","4",62,0,1,9025900008,"Производимый",24]
["2023-06-06T16:44:55.024","2023-06-06",31573,"ДТПL011-1,2/2,3",null,"Преобразователь термоэлектрический ДТПL011-1,2/2,3",1250,1500,"Под заказ","ДТПL","По запросу",1,0,1,9025900008,"Производимый",24]
["2023-06-06T16:44:55.024","2023-06-06",61704,"ДТПL011-1,2/2,5",null,"Преобразователь термоэлектрический ДТПL011-1,2/2,5",1340,1608,"Под заказ","ДТПL","4",50,0,1,9025900008,"Производимый",24]
["2023-06-06T16:44:55.024","2023-06-06",16046,"ДТПL011-1,2/20",null,"Преобразователь термоэлектрический ДТПL011-1,2/20",9215,11058,"Под заказ","ДТПL","4",1,0,1,9025900008,"Производимый",24]
["2023-06-06T16:44:55.024","2023-06-06",10039,"ДТПL011-1,2/3",null,"Преобразователь термоэлектрический ДТПL011-1,2/3",1565,1878,"Под заказ","ДТПL","4",41,0,1,9025900008,"Производимый",24]
["2023-06-06T16:44:55.024","2023-06-06",126893,"ДТПL011-1,2/3,5",null,"Преобразователь термоэлектрический ДТПL011-1,2/3,5",1790,2148,"Под заказ","ДТПL","4",36,0,1,9025900008,"Производимый",24]
["2023-06-06T16:44:55.024","2023-06-06",46793,"ДТПL011-1,2/30",null,"Преобразователь термоэлектрический ДТПL011-1,2/30",13715,16458,"Под заказ","ДТПL","По запросу",1,0,1,9025900008,"Производимый",0]
["2023-06-06T16:44:55.024","2023-06-06",50598,"ДТПL011-1,2/4",null,"Преобразователь термоэлектрический ДТПL011-1,2/4",2015,2418,"Под заказ","ДТПL","4",31,0,1,9025900008,"Производимый",24]
["2023-06-06T16:44:55.024","2023-06-06",89982,"ДТПL011-1,2/4,5",null,"Преобразователь термоэлектрический ДТПL011-1,2/4,5",2240,2688,"Под заказ","ДТПL","4",28,0,1,9025900008,"Производимый",24]
["2023-06-06T16:44:55.024","2023-06-06",11554,"ДТПL011-1,2/5",null,"Преобразователь термоэлектрический ДТПL011-1,2/5",2465,2958,"Под заказ","ДТПL","4",25,0,1,9025900008,"Производимый",24]
["2023-06-06T16:44:55.024","2023-06-06",38835,"ДТПL011-1,2/50",null,"Преобразователь термоэлектрический ДТПL011-1,2/50",22715,27258,"Под заказ","ДТПL","По запросу",1,0,1,9025900008,"Производимый",0]
["2023-06-06T16:44:55.024","2023-06-06",103213,"ДТПL011-1,2/6",null,"Преобразователь термоэлектрический ДТПL011-1,2/6",2915,3498,"Под заказ","ДТПL","4",21,0,1,9025900008,"Производимый",24]
["2023-06-06T16:44:55.024","2023-06-06",56752,"ДТПL011-1,2/7",null,"Преобразователь термоэлектрический ДТПL011-1,2/7",3365,4038,"Под заказ","ДТПL","4",18,0,1,9025900008,"Производимый",24]
["2023-06-06T16:44:55.024","2023-06-06",19675,"ДТПL011-1,2/8",null,"Преобразователь термоэлектрический ДТПL011-1,2/8",3815,4578,"Под заказ","ДТПL","4",16,0,1,9025900008,"Производимый",24]
["2023-06-06T16:44:55.024","2023-06-06",90164,"ДТПL011Э-0,5/1,5",null,"Преобразователь термоэлектрический ДТПL011Э-0,5/1,5",665,798,"Стандартный","ДТПL","4",659,0,1,9025900008,"Производимый",24]
["2023-06-06T16:44:55.024","2023-06-06",98665,"ДТПL014-00.25/0,2",null,"Преобразователь термоэлектрический ДТПL014-00.25/0,2",550,660,"Стандартный","ДТПL","4",966,0,1,9025900008,"Производимый",0]
["2023-06-06T16:44:55.024","2023-06-06",98663,"ДТПL014-00.25/0,3",null,"Преобразователь термоэлектрический ДТПL014-00.25/0,3",640,768,"Под заказ","ДТПL","4",966,0,1,9025900008,"Производимый",0]
["2023-06-06T16:44:55.024","2023-06-06",98662,"ДТПL014-00.25/0,4",null,"Преобразователь термоэлектрический ДТПL014-00.25/0,4",670,804,"Под заказ","ДТПL","4",966,0,1,9025900008,"Производимый",0]
["2023-06-06T16:44:55.024","2023-06-06",98661,"ДТПL014-00.25/0,5",null,"Преобразователь термоэлектрический ДТПL014-00.25/0,5",700,840,"Под заказ","ДТПL","4",966,0,1,9025900008,"Производимый",0]
["2023-06-06T16:44:55.024","2023-06-06",98660,"ДТПL014-00.25/0,6",null,"Преобразователь термоэлектрический ДТПL014-00.25/0,6",730,876,"Под заказ","ДТПL","4",966,0,1,9025900008,"Производимый",0]
["2023-06-06T16:44:55.024","2023-06-06",98659,"ДТПL014-00.25/0,7",null,"Преобразователь термоэлектрический ДТПL014-00.25/0,7",760,912,"Под заказ","ДТПL","4",966,0,1,9025900008,"Производимый",0]
["2023-06-06T16:44:55.024","2023-06-06",98658,"ДТПL014-00.25/0,8",null,"Преобразователь термоэлектрический ДТПL014-00.25/0,8",790,948,"Под заказ","ДТПL","4",966,0,1,9025900008,"Производимый",0]
["2023-06-06T16:44:55.024","2023-06-06",99743,"ДТПL014-00.25/0,9",null,"Преобразователь термоэлектрический ДТПL014-00.25/0,9",820,984,"Под заказ","ДТПL","4",966,0,1,9025900008,"Производимый",0]
["2023-06-06T16:44:55.024","2023-06-06",98656,"ДТПL014-00.25/1",null,"Преобразователь термоэлектрический ДТПL014-00.25/1",850,1020,"Стандартный","ДТПL","4",966,0,1,9025900008,"Производимый",0]
["2023-06-06T16:44:55.024","2023-06-06",98655,"ДТПL014-00.25/1,2",null,"Преобразователь термоэлектрический ДТПL014-00.25/1,2",910,1092,"Под заказ","ДТПL","4",966,0,1,9025900008,"Производимый",0]
["2023-06-06T16:44:55.024","2023-06-06",98654,"ДТПL014-00.25/1,3",null,"Преобразователь термоэлектрический ДТПL014-00.25/1,3",940,1128,"Под заказ","ДТПL","4",966,0,1,9025900008,"Производимый",0]
["2023-06-06T16:44:55.024","2023-06-06",98653,"ДТПL014-00.25/1,4",null,"Преобразователь термоэлектрический ДТПL014-00.25/1,4",970,1164,"Под заказ","ДТПL","4",966,0,1,9025900008,"Производимый",0]
["2023-06-06T16:44:55.024","2023-06-06",98652,"ДТПL014-00.25/1,5",null,"Преобразователь термоэлектрический ДТПL014-00.25/1,5",1000,1200,"Под заказ","ДТПL","4",966,0,1,9025900008,"Производимый",0]
["2023-06-06T16:44:55.024","2023-06-06",98650,"ДТПL014-00.25/1,6",null,"Преобразователь термоэлектрический ДТПL014-00.25/1,6",1030,1236,"Под заказ","ДТПL","4",966,0,1,9025900008,"Производимый",0]
["2023-06-06T16:44:55.024","2023-06-06",98649,"ДТПL014-00.25/1,9",null,"Преобразователь термоэлектрический ДТПL014-00.25/1,9",1120,1344,"Под заказ","ДТПL","4",966,0,1,9025900008,"Производимый",0]
["2023-06-06T16:44:55.024","2023-06-06",98648,"ДТПL014-00.25/10",null,"Преобразователь термоэлектрический ДТПL014-00.25/10",3550,4260,"Под заказ","ДТПL","4",199,0,1,9025900008,"Производимый",0]
["2023-06-06T16:44:55.024","2023-06-06",98647,"ДТПL014-00.25/11",null,"Преобразователь термоэлектрический ДТПL014-00.25/11",3850,4620,"Под заказ","ДТПL","По запросу",1,0,1,9025900008,"Производимый",0]
["2023-06-06T16:44:55.024","2023-06-06",98646,"ДТПL014-00.25/12",null,"Преобразователь термоэлектрический ДТПL014-00.25/12",4150,4980,"Под заказ","ДТПL","4",166,0,1,9025900008,"Производимый",0]
["2023-06-06T16:44:55.024","2023-06-06",98645,"ДТПL014-00.25/13",null,"Преобразователь термоэлектрический ДТПL014-00.25/13",4450,5340,"Под заказ","ДТПL","По запросу",153,0,1,9025900008,"Производимый",0]
["2023-06-06T16:44:55.024","2023-06-06",98644,"ДТПL014-00.25/15",null,"Преобразователь термоэлектрический ДТПL014-00.25/15",5050,6060,"Под заказ","ДТПL","4",133,0,1,9025900008,"Производимый",0]
["2023-06-06T16:44:55.024","2023-06-06",98643,"ДТПL014-00.25/16",null,"Преобразователь термоэлектрический ДТПL014-00.25/16",5350,6420,"Под заказ","ДТПL","По запросу",1,0,1,9025900008,"Производимый",0]
["2023-06-06T16:44:55.024","2023-06-06",98642,"ДТПL014-00.25/18",null,"Преобразователь термоэлектрический ДТПL014-00.25/18",5950,7140,"Под заказ","ДТПL","По запросу",1,0,1,9025900008,"Производимый",0]
["2023-06-06T16:44:55.024","2023-06-06",98641,"ДТПL014-00.25/2",null,"Преобразователь термоэлектрический ДТПL014-00.25/2",1150,1380,"Стандартный","ДТПL","4",966,0,1,9025900008,"Производимый",0]
["2023-06-06T16:44:55.024","2023-06-06",98640,"ДТПL014-00.25/2,5",null,"Преобразователь термоэлектрический ДТПL014-00.25/2,5",1300,1560,"Под заказ","ДТПL","4",787,0,1,9025900008,"Производимый",0]
["2023-06-06T16:44:55.024","2023-06-06",98637,"ДТПL014-00.25/20",null,"Преобразователь термоэлектрический ДТПL014-00.25/20",6550,7860,"Под заказ","ДТПL","4",100,0,1,9025900008,"Производимый",0]
["2023-06-06T16:44:55.024","2023-06-06",98636,"ДТПL014-00.25/3",null,"Преобразователь термоэлектрический ДТПL014-00.25/3",1450,1740,"Стандартный","ДТПL","4",658,0,1,9025900008,"Производимый",0]
["2023-06-06T16:44:55.024","2023-06-06",98635,"ДТПL014-00.25/3,5",null,"Преобразователь термоэлектрический ДТПL014-00.25/3,5",1600,1920,"Под заказ","ДТПL","4",565,0,1,9025900008,"Производимый",0]
["2023-06-06T16:44:55.024","2023-06-06",98633,"ДТПL014-00.25/4",null,"Преобразователь термоэлектрический ДТПL014-00.25/4",1750,2100,"Под заказ","ДТПL","4",495,0,1,9025900008,"Производимый",0]
["2023-06-06T16:44:55.024","2023-06-06",98632,"ДТПL014-00.25/4,5",null,"Преобразователь термоэлектрический ДТПL014-00.25/4,5",1900,2280,"Под заказ","ДТПL","По запросу",1,0,1,9025900008,"Производимый",0]
["2023-06-06T16:44:55.024","2023-06-06",98631,"ДТПL014-00.25/5",null,"Преобразователь термоэлектрический ДТПL014-00.25/5",2050,2460,"Стандартный","ДТПL","4",397,0,1,9025900008,"Производимый",0]
["2023-06-06T16:44:55.024","2023-06-06",98630,"ДТПL014-00.25/5,5",null,"Преобразователь термоэлектрический ДТПL014-00.25/5,5",2200,2640,"Под заказ","ДТПL","4",361,0,1,9025900008,"Производимый",0]
["2023-06-06T16:44:55.024","2023-06-06",98628,"ДТПL014-00.25/6",null,"Преобразователь термоэлектрический ДТПL014-00.25/6",2350,2820,"Под заказ","ДТПL","4",331,0,1,9025900008,"Производимый",0]
["2023-06-06T16:44:55.024","2023-06-06",98627,"ДТПL014-00.25/7",null,"Преобразователь термоэлектрический ДТПL014-00.25/7",2650,3180,"Под заказ","ДТПL","4",284,0,1,9025900008,"Производимый",0]
["2023-06-06T16:44:55.024","2023-06-06",98626,"ДТПL014-00.25/8",null,"Преобразователь термоэлектрический ДТПL014-00.25/8",2950,3540,"Под заказ","ДТПL","4",249,0,1,9025900008,"Производимый",0]
["2023-06-06T16:44:55.024","2023-06-06",98625,"ДТПL014-00.25/9",null,"Преобразователь термоэлектрический ДТПL014-00.25/9",3250,3900,"Под заказ","ДТПL","По запросу",1,0,1,9025900008,"Производимый",0]
["2023-06-06T16:44:55.024","2023-06-06",123718,"ДТПL014-01.25/0,2",null,"Преобразователь термоэлектрический ДТПL014-01.25/0,2",550,660,"Под заказ","ДТПL","4",966,0,1,9025900008,"Производимый",24]
["2023-06-06T16:44:55.024","2023-06-06",136247,"ДТПL014-01.25/2",null,"Преобразователь термоэлектрический ДТПL014-01.25/2",1250,1500,"Под заказ","ДТПL","4",966,0,1,9025900008,"Производимый",24]
["2023-06-06T16:44:55.024","2023-06-06",98624,"ДТПL014-10.25/0,2",null,"Преобразователь термоэлектрический ДТПL014-10.25/0,2",550,660,"Под заказ","ДТПL","4",1000,0,1,9025900008,"Производимый",0]
["2023-06-06T16:44:55.024","2023-06-06",98623,"ДТПL014-10.25/0,4",null,"Преобразователь термоэлектрический ДТПL014-10.25/0,4",670,804,"Под заказ","ДТПL","4",1000,0,1,9025900008,"Производимый",0]
["2023-06-06T16:44:55.024","2023-06-06",98622,"ДТПL014-10.25/0,5",null,"Преобразователь термоэлектрический ДТПL014-10.25/0,5",700,840,"Под заказ","ДТПL","4",1000,0,1,9025900008,"Производимый",0]
["2023-06-06T16:44:55.024","2023-06-06",103668,"ДТПL014-10.25/0,8",null,"Преобразователь термоэлектрический ДТПL014-10.25/0,8",790,948,"Под заказ","ДТПL","4",1000,0,1,9025900008,"Производимый",24]
["2023-06-06T16:44:55.024","2023-06-06",98621,"ДТПL014-10.25/1",null,"Преобразователь термоэлектрический ДТПL014-10.25/1",850,1020,"Под заказ","ДТПL","4",1000,0,1,9025900008,"Производимый",0]
["2023-06-06T16:44:55.024","2023-06-06",98620,"ДТПL014-10.25/1,5",null,"Преобразователь термоэлектрический ДТПL014-10.25/1,5",1000,1200,"Под заказ","ДТПL","По запросу",1,0,1,9025900008,"Производимый",0]
["2023-06-06T16:44:55.024","2023-06-06",98619,"ДТПL014-10.25/2",null,"Преобразователь термоэлектрический ДТПL014-10.25/2",1150,1380,"Под заказ","ДТПL","4",980,0,1,9025900008,"Производимый",0]
["2023-06-06T16:44:55.024","2023-06-06",98618,"ДТПL014-10.25/2,5",null,"Преобразователь термоэлектрический ДТПL014-10.25/2,5",1300,1560,"Под заказ","ДТПL","По запросу",1,0,1,9025900008,"Производимый",0]
["2023-06-06T16:44:55.024","2023-06-06",98617,"ДТПL014-10.25/20",null,"Преобразователь термоэлектрический ДТПL014-10.25/20",6550,7860,"Под заказ","ДТПL","4",100,0,1,9025900008,"Производимый",0]
["2023-06-06T16:44:55.024","2023-06-06",98616,"ДТПL014-10.25/3",null,"Преобразователь термоэлектрический ДТПL014-10.25/3",1450,1740,"Под заказ","ДТПL","4",658,0,1,9025900008,"Производимый",0]
["2023-06-06T16:44:55.024","2023-06-06",98615,"ДТПL014-10.25/3,5",null,"Преобразователь термоэлектрический ДТПL014-10.25/3,5",1600,1920,"Под заказ","ДТПL","4",565,0,1,9025900008,"Производимый",0]
["2023-06-06T16:44:55.024","2023-06-06",113026,"ДТПL014-10.25/4",null,"Преобразователь термоэлектрический ДТПL014-10.25/4",1750,2100,"Под заказ","ДТПL","4",495,0,1,9025900008,"Производимый",0]
["2023-06-06T16:44:55.024","2023-06-06",98614,"ДТПL014-10.25/5",null,"Преобразователь термоэлектрический ДТПL014-10.25/5",2050,2460,"Под заказ","ДТПL","По запросу",1,0,1,9025900008,"Производимый",0]
["2023-06-06T16:44:55.024","2023-06-06",98613,"ДТПL014-10.25/6",null,"Преобразователь термоэлектрический ДТПL014-10.25/6",2350,2820,"Под заказ","ДТПL","4",331,0,1,9025900008,"Производимый",0]
["2023-06-06T16:44:55.024","2023-06-06",98612,"ДТПL014-10.25/8",null,"Преобразователь термоэлектрический ДТПL014-10.25/8",2950,3540,"Под заказ","ДТПL","4",249,0,1,9025900008,"Производимый",0]
["2023-06-06T16:44:55.024","2023-06-06",98611,"ДТПL014-11.25/2",null,"Преобразователь термоэлектрический ДТПL014-11.25/2",1250,1500,"Под заказ","ДТПL","4",276,0,1,9025900008,"Производимый",0]
["2023-06-06T16:44:55.024","2023-06-06",111671,"ДТПL014-11.25/20",null,"Преобразователь термоэлектрический ДТПL014-11.25/20",7550,9060,"Под заказ","ДТПL","4",28,0,1,9025900008,"Производимый",24]
["2023-06-06T16:44:55.024","2023-06-06",98610,"ДТПL014-11.25/3",null,"Преобразователь термоэлектрический ДТПL014-11.25/3",1600,1920,"Под заказ","ДТПL","По запросу",1,0,1,9025900008,"Производимый",0]
["2023-06-06T16:44:55.024","2023-06-06",118611,"ДТПL014-11.25/5",null,"Преобразователь термоэлектрический ДТПL014-11.25/5",2300,2760,"Под заказ","ДТПL","4",112,0,1,9025900008,"Производимый",24]
["2023-06-06T16:44:55.024","2023-06-06",54502,"ДТПL014ЭНЖ-00.100/1,5",null,"Преобразователь термоэлектрический ДТПL014ЭНЖ-00.100/1,5",1000,1200,"Под заказ","ДТПL","По запросу",1,0,1,9025900008,"Производимый",24]
["2023-06-06T16:44:55.024","2023-06-06",55261,"ДТПL014ЭНЖ-00.120/0,5",null,"Преобразователь термоэлектрический ДТПL014ЭНЖ-00.120/0,5",700,840,"Под заказ","ДТПL","По запросу",1,0,1,9025900008,"Производимый",24]
["2023-06-06T16:44:55.024","2023-06-06",90703,"ДТПL014ЭНЖ-00.20/1",null,"Преобразователь термоэлектрический ДТПL014ЭНЖ-00.20/1",850,1020,"Под заказ","ДТПL","4",966,0,1,9025900008,"Производимый",24]
["2023-06-06T16:44:55.024","2023-06-06",102602,"ДТПL014ЭНЖ-00.20/2",null,"Преобразователь термоэлектрический ДТПL014ЭНЖ-00.20/2",1150,1380,"Под заказ","ДТПL","4",966,0,1,9025900008,"Производимый",24]
["2023-06-06T16:44:55.024","2023-06-06",82331,"ДТПL014ЭНЖ-00.20/4,5",null,"Преобразователь термоэлектрический ДТПL014ЭНЖ-00.20/4,5",1900,2280,"Под заказ","ДТПL","По запросу",1,0,1,9025900008,"Производимый",24]
["2023-06-06T16:44:55.024","2023-06-06",101267,"ДТПL014ЭНЖ-00.20/6",null,"Преобразователь термоэлектрический ДТПL014ЭНЖ-00.20/6",2350,2820,"Под заказ","ДТПL","4",331,0,1,9025900008,"Производимый",24]
["2023-06-06T16:44:55.024","2023-06-06",52683,"ДТПL014ЭНЖ-00.200/1",null,"Преобразователь термоэлектрический ДТПL014ЭНЖ-00.200/1",850,1020,"Под заказ","ДТПL","По запросу",1,0,1,9025900008,"Производимый",24]
["2023-06-06T16:44:55.024","2023-06-06",55124,"ДТПL014ЭНЖ-00.250/2",null,"Преобразователь термоэлектрический ДТПL014ЭНЖ-00.250/2",1340,1608,"Под заказ","ДТПL","По запросу",1,0,1,9025900008,"Производимый",24]
["2023-06-06T16:44:55.024","2023-06-06",47171,"ДТПL014ЭНЖ-00.30/10",null,"Преобразователь термоэлектрический ДТПL014ЭНЖ-00.30/10",3550,4260,"Под заказ","ДТПL","По запросу",1,0,1,9025900008,"Производимый",24]
["2023-06-06T16:44:55.024","2023-06-06",47836,"ДТПL014ЭНЖ-00.30/20",null,"Преобразователь термоэлектрический ДТПL014ЭНЖ-00.30/20",6550,7860,"Под заказ","ДТПL","4",100,0,1,9025900008,"Производимый",24]
["2023-06-06T16:44:55.024","2023-06-06",83883,"ДТПL014ЭНЖ-00.30/3",null,"Преобразователь термоэлектрический ДТПL014ЭНЖ-00.30/3",1450,1740,"Под заказ","ДТПL","4",656,0,1,9025900008,"Производимый",24]
["2023-06-06T16:44:55.024","2023-06-06",88914,"ДТПL014ЭНЖ-00.320/1,5",null,"Преобразователь термоэлектрический ДТПL014ЭНЖ-00.320/1,5",1190,1428,"Под заказ","ДТПL","4",966,0,1,9025900008,"Производимый",24]
["2023-06-06T16:44:55.024","2023-06-06",48998,"ДТПL014ЭНЖ-00.60/0,2",null,"Преобразователь термоэлектрический ДТПL014ЭНЖ-00.60/0,2",550,660,"Под заказ","ДТПL","По запросу",1,0,1,9025900008,"Производимый",24]
["2023-06-06T16:44:55.024","2023-06-06",96522,"ДТПL014ЭНЖ-00.60/5",null,"Преобразователь термоэлектрический ДТПL014ЭНЖ-00.60/5",2050,2460,"Под заказ","ДТПL","4",394,0,1,9025900008,"Производимый",24]
["2023-06-06T16:44:55.024","2023-06-06",57129,"ДТПL014ЭНЖ-00.70/1",null,"Преобразователь термоэлектрический ДТПL014ЭНЖ-00.70/1",850,1020,"Под заказ","ДТПL","По запросу",1,0,1,9025900008,"Производимый",24]
["2023-06-06T16:44:55.024","2023-06-06",83884,"ДТПL014ЭНЖ-00.75/3",null,"Преобразователь термоэлектрический ДТПL014ЭНЖ-00.75/3",1450,1740,"Под заказ","ДТПL","4",645,0,1,9025900008,"Производимый",24]
["2023-06-06T16:44:55.024","2023-06-06",21197,"ДТПL015-0000.250",null,"Преобразователь термоэлектрический ДТПL015-0000.250",1210,1452,"Под заказ","ДТПL","4",280,0,1,9025900008,"Производимый",24]
["2023-06-06T16:44:55.024","2023-06-06",80286,"ДТПL015-0000.320",null,"Преобразователь термоэлектрический ДТПL015-0000.320",1210,1452,"Под заказ","ДТПL","4",280,0,1,9025900008,"Производимый",24]
["2023-06-06T16:44:55.024","2023-06-06",81472,"ДТПL015-0000.500",null,"Преобразователь термоэлектрический ДТПL015-0000.500",1210,1452,"Под заказ","ДТПL","4",280,0,1,9025900008,"Производимый",24]
["2023-06-06T16:44:55.024","2023-06-06",20600,"ДТПL015-0000.80",null,"Преобразователь термоэлектрический ДТПL015-0000.80",1070,1284,"Под заказ","ДТПL","4",280,0,1,9025900008,"Производимый",24]
["2023-06-06T16:44:55.024","2023-06-06",7622,"ДТПL015-0100.100",null,"Преобразователь термоэлектрический ДТПL015-0100.100",1070,1284,"Под заказ","ДТПL","4",280,0,1,9025900008,"Производимый",24]
["2023-06-06T16:44:55.024","2023-06-06",8366,"ДТПL015-0100.1000",null,"Преобразователь термоэлектрический ДТПL015-0100.1000",1815,2178,"Под заказ","ДТПL","4",280,0,1,9025900008,"Производимый",24]
["2023-06-06T16:44:55.024","2023-06-06",8398,"ДТПL015-0100.120",null,"Преобразователь термоэлектрический ДТПL015-0100.120",1070,1284,"Под заказ","ДТПL","4",280,0,1,9025900008,"Производимый",24]
["2023-06-06T16:44:55.024","2023-06-06",16527,"ДТПL015-0100.1250",null,"Преобразователь термоэлектрический ДТПL015-0100.1250",1815,2178,"Под заказ","ДТПL","4",280,0,1,9025900008,"Производимый",24]
["2023-06-06T16:44:55.024","2023-06-06",133504,"ДТПL015-0100.1300",null,"Преобразователь термоэлектрический ДТПL015-0100.1300",3025,3630,"Под заказ","ДТПL","4",280,0,1,9025900008,"Производимый",24]
["2023-06-06T16:44:55.024","2023-06-06",7717,"ДТПL015-0100.160",null,"Преобразователь термоэлектрический ДТПL015-0100.160",1070,1284,"Стандартный","ДТПL","4",280,0,1,9025900008,"Производимый",24]
["2023-06-06T16:44:55.024","2023-06-06",10629,"ДТПL015-0100.1600",null,"Преобразователь термоэлектрический ДТПL015-0100.1600",3025,3630,"Под заказ","ДТПL","4",264,0,1,9025900008,"Производимый",24]
["2023-06-06T16:44:55.024","2023-06-06",45771,"ДТПL015-0100.180",null,"Преобразователь термоэлектрический ДТПL015-0100.180",1070,1284,"Под заказ","ДТПL","4",280,0,1,9025900008,"Производимый",24]
["2023-06-06T16:44:55.024","2023-06-06",126493,"ДТПL015-0100.1800",null,"Преобразователь термоэлектрический ДТПL015-0100.1800",3025,3630,"Под заказ","ДТПL","4",236,0,1,9025900008,"Производимый",24]
["2023-06-06T16:44:55.024","2023-06-06",8364,"ДТПL015-0100.200",null,"Преобразователь термоэлектрический ДТПL015-0100.200",1070,1284,"Под заказ","ДТПL","4",280,0,1,9025900008,"Производимый",24]
["2023-06-06T16:44:55.024","2023-06-06",20746,"ДТПL015-0100.2000",null,"Преобразователь термоэлектрический ДТПL015-0100.2000",3025,3630,"Под заказ","ДТПL","4",213,0,1,9025900008,"Производимый",24]
["2023-06-06T16:44:55.024","2023-06-06",7331,"ДТПL015-0100.250",null,"Преобразователь термоэлектрический ДТПL015-0100.250",1210,1452,"Под заказ","ДТПL","4",280,0,1,9025900008,"Производимый",24]
["2023-06-06T16:44:55.024","2023-06-06",65631,"ДТПL015-0100.2500",null,"Преобразователь термоэлектрический ДТПL015-0100.2500",4025,4830,"Под заказ","ДТПL","По запросу",1,0,1,9025900008,"Производимый",24]
["2023-06-06T16:44:55.024","2023-06-06",41598,"ДТПL015-0100.300",null,"Преобразователь термоэлектрический ДТПL015-0100.300",1210,1452,"Под заказ","ДТПL","4",280,0,1,9025900008,"Производимый",24]
["2023-06-06T16:44:55.024","2023-06-06",7340,"ДТПL015-0100.320",null,"Преобразователь термоэлектрический ДТПL015-0100.320",1210,1452,"Под заказ","ДТПL","4",280,0,1,9025900008,"Производимый",24]
["2023-06-06T16:44:55.024","2023-06-06",7254,"ДТПL015-0100.400",null,"Преобразователь термоэлектрический ДТПL015-0100.400",1210,1452,"Под заказ","ДТПL","4",280,0,1,9025900008,"Производимый",24]
["2023-06-06T16:44:55.024","2023-06-06",8158,"ДТПL015-0100.500",null,"Преобразователь термоэлектрический ДТПL015-0100.500",1210,1452,"Под заказ","ДТПL","4",280,0,1,9025900008,"Производимый",24]
["2023-06-06T16:44:55.024","2023-06-06",15665,"ДТПL015-0100.60",null,"Преобразователь термоэлектрический ДТПL015-0100.60",1070,1284,"Под заказ","ДТПL","4",280,0,1,9025900008,"Производимый",24]
["2023-06-06T16:44:55.024","2023-06-06",21646,"ДТПL015-0100.600",null,"Преобразователь термоэлектрический ДТПL015-0100.600",1315,1578,"Под заказ","ДТПL","4",280,0,1,9025900008,"Производимый",24]
["2023-06-06T16:44:55.024","2023-06-06",7608,"ДТПL015-0100.630",null,"Преобразователь термоэлектрический ДТПL015-0100.630",1315,1578,"Под заказ","ДТПL","4",280,0,1,9025900008,"Производимый",24]
["2023-06-06T16:44:55.024","2023-06-06",43700,"ДТПL015-0100.700",null,"Преобразователь термоэлектрический ДТПL015-0100.700",1315,1578,"Под заказ","ДТПL","4",280,0,1,9025900008,"Производимый",24]
["2023-06-06T16:44:55.024","2023-06-06",7609,"ДТПL015-0100.80",null,"Преобразователь термоэлектрический ДТПL015-0100.80",1070,1284,"Под заказ","ДТПL","4",280,0,1,9025900008,"Производимый",24]
["2023-06-06T16:44:55.024","2023-06-06",9925,"ДТПL015-0100.800",null,"Преобразователь термоэлектрический ДТПL015-0100.800",1315,1578,"Под заказ","ДТПL","4",280,0,1,9025900008,"Производимый",24]
["2023-06-06T16:44:55.024","2023-06-06",101276,"ДТПL015-0100.850",null,"Преобразователь термоэлектрический ДТПL015-0100.850",1815,2178,"Под заказ","ДТПL","По запросу",1,0,1,9025900008,"Производимый",24]
["2023-06-06T16:44:55.024","2023-06-06",37657,"ДТПL015-0110.100",null,"Преобразователь термоэлектрический ДТПL015-0110.100",2240,2688,"Под заказ","ДТПL","4",660,0,1,9025900008,"Производимый",24]
["2023-06-06T16:44:55.024","2023-06-06",73295,"ДТПL015-0110.1000",null,"Преобразователь термоэлектрический ДТПL015-0110.1000",3210,3852,"Под заказ","ДТПL","4",179,0,1,9025900008,"Производимый",24]
["2023-06-06T16:44:55.024","2023-06-06",42947,"ДТПL015-0110.120",null,"Преобразователь термоэлектрический ДТПL015-0110.120",2240,2688,"Под заказ","ДТПL","4",566,0,1,9025900008,"Производимый",24]
["2023-06-06T16:44:55.024","2023-06-06",47260,"ДТПL015-0110.1250",null,"Преобразователь термоэлектрический ДТПL015-0110.1250",3210,3852,"Под заказ","ДТПL","4",144,0,1,9025900008,"Производимый",24]
["2023-06-06T16:44:55.024","2023-06-06",39396,"ДТПL015-0110.160",null,"Преобразователь термоэлектрический ДТПL015-0110.160",2240,2688,"Под заказ","ДТПL","4",440,0,1,9025900008,"Производимый",24]
["2023-06-06T16:44:55.024","2023-06-06",36980,"ДТПL015-0110.1600",null,"Преобразователь термоэлектрический ДТПL015-0110.1600",3855,4626,"Под заказ","ДТПL","По запросу",1,0,1,9025900008,"Производимый",24]
["2023-06-06T16:44:55.024","2023-06-06",71395,"ДТПL015-0110.180",null,"Преобразователь термоэлектрический ДТПL015-0110.180",2240,2688,"Под заказ","ДТПL","По запросу",1,0,1,9025900008,"Производимый",24]
["2023-06-06T16:44:55.024","2023-06-06",17685,"ДТПL015-0110.200",null,"Преобразователь термоэлектрический ДТПL015-0110.200",2240,2688,"Под заказ","ДТПL","4",360,0,1,9025900008,"Производимый",24]
["2023-06-06T16:44:55.024","2023-06-06",30489,"ДТПL015-0110.2000",null,"Преобразователь термоэлектрический ДТПL015-0110.2000",3855,4626,"Под заказ","ДТПL","По запросу",1,0,1,9025900008,"Производимый",24]
["2023-06-06T16:44:55.024","2023-06-06",21258,"ДТПL015-0110.250",null,"Преобразователь термоэлектрический ДТПL015-0110.250",2380,2856,"Под заказ","ДТПL","4",293,0,1,9025900008,"Производимый",24]
["2023-06-06T16:44:55.024","2023-06-06",41268,"ДТПL015-0110.300",null,"Преобразователь термоэлектрический ДТПL015-0110.300",2380,2856,"Под заказ","ДТПL","По запросу",1,0,1,9025900008,"Производимый",24]
["2023-06-06T16:44:55.024","2023-06-06",17783,"ДТПL015-0110.320",null,"Преобразователь термоэлектрический ДТПL015-0110.320",2380,2856,"Под заказ","ДТПL","4",233,0,1,9025900008,"Производимый",24]
["2023-06-06T16:44:55.024","2023-06-06",50578,"ДТПL015-0110.400",null,"Преобразователь термоэлектрический ДТПL015-0110.400",2380,2856,"Под заказ","ДТПL","4",189,0,1,9025900008,"Производимый",24]
["2023-06-06T16:44:55.024","2023-06-06",20733,"ДТПL015-0110.50",null,"Преобразователь термоэлектрический ДТПL015-0110.50",2240,2688,"Под заказ","ДТПL","По запросу",1,0,1,9025900008,"Производимый",24]
["2023-06-06T16:44:55.024","2023-06-06",18061,"ДТПL015-0110.500",null,"Преобразователь термоэлектрический ДТПL015-0110.500",2380,2856,"Под заказ","ДТПL","4",351,0,1,9025900008,"Производимый",24]
["2023-06-06T16:44:55.024","2023-06-06",30769,"ДТПL015-0110.60",null,"Преобразователь термоэлектрический ДТПL015-0110.60",2240,2688,"Под заказ","ДТПL","4",833,0,1,9025900008,"Производимый",24]
["2023-06-06T16:44:55.024","2023-06-06",20850,"ДТПL015-0110.630",null,"Преобразователь термоэлектрический ДТПL015-0110.630",2700,3240,"Под заказ","ДТПL","4",281,0,1,9025900008,"Производимый",24]
["2023-06-06T16:44:55.024","2023-06-06",20179,"ДТПL015-0110.80",null,"Преобразователь термоэлектрический ДТПL015-0110.80",2240,2688,"Под заказ","ДТПL","4",792,0,1,9025900008,"Производимый",24]
["2023-06-06T16:44:55.024","2023-06-06",36892,"ДТПL015-0110.800",null,"Преобразователь термоэлектрический ДТПL015-0110.800",2700,3240,"Под заказ","ДТПL","4",222,0,1,9025900008,"Производимый",24]
["2023-06-06T16:44:55.024","2023-06-06",83661,"ДТПL015-0200.250",null,"Преобразователь термоэлектрический ДТПL015-0200.250",1465,1758,"Под заказ","ДТПL","По запросу",1,0,1,9025900008,"Производимый",24]
["2023-06-06T16:44:55.024","2023-06-06",130714,"ДТПL015-0200.800",null,"Преобразователь термоэлектрический ДТПL015-0200.800",1575,1890,"Под заказ","ДТПL","По запросу",1,0,1,9025900008,"Производимый",24]
["2023-06-06T16:44:55.024","2023-06-06",16338,"ДТПL015-1000.200",null,"Преобразователь термоэлектрический ДТПL015-1000.200",1070,1284,"Под заказ","ДТПL","По запросу",1,0,1,9025900008,"Производимый",24]
["2023-06-06T16:44:55.024","2023-06-06",91696,"ДТПL015-1000.60",null,"Преобразователь термоэлектрический ДТПL015-1000.60",1070,1284,"Под заказ","ДТПL","По запросу",1,0,1,9025900008,"Производимый",24]
["2023-06-06T16:44:55.024","2023-06-06",22105,"ДТПL015-1000.80",null,"Преобразователь термоэлектрический ДТПL015-1000.80",1070,1284,"Под заказ","ДТПL","По запросу",1,0,1,9025900008,"Производимый",24]
["2023-06-06T16:44:55.024","2023-06-06",111313,"ДТПL015-1100.120",null,"Преобразователь термоэлектрический ДТПL015-1100.120",1070,1284,"Под заказ","ДТПL","4",280,0,1,9025900008,"Производимый",24]
["2023-06-06T16:44:55.024","2023-06-06",36441,"ДТПL015-1100.1250",null,"Преобразователь термоэлектрический ДТПL015-1100.1250",1815,2178,"Под заказ","ДТПL","По запросу",1,0,1,9025900008,"Производимый",24]
["2023-06-06T16:44:55.024","2023-06-06",129844,"ДТПL015-1100.160",null,"Преобразователь термоэлектрический ДТПL015-1100.160",1070,1284,"Под заказ","ДТПL","4",280,0,1,9025900008,"Производимый",24]
["2023-06-06T16:44:55.024","2023-06-06",65433,"ДТПL015-1100.180",null,"Преобразователь термоэлектрический ДТПL015-1100.180",1070,1284,"Под заказ","ДТПL","По запросу",1,0,1,9025900008,"Производимый",24]
["2023-06-06T16:44:55.024","2023-06-06",56133,"ДТПL015-1100.200",null,"Преобразователь термоэлектрический ДТПL015-1100.200",1070,1284,"Под заказ","ДТПL","По запросу",1,0,1,9025900008,"Производимый",24]
["2023-06-06T16:44:55.024","2023-06-06",31115,"ДТПL015-1100.250",null,"Преобразователь термоэлектрический ДТПL015-1100.250",1210,1452,"Под заказ","ДТПL","По запросу",1,0,1,9025900008,"Производимый",24]
["2023-06-06T16:44:55.024","2023-06-06",15525,"ДТПL015-1100.320",null,"Преобразователь термоэлектрический ДТПL015-1100.320",1210,1452,"Под заказ","ДТПL","По запросу",1,0,1,9025900008,"Производимый",24]
["2023-06-06T16:44:55.024","2023-06-06",21322,"ДТПL015-1100.400",null,"Преобразователь термоэлектрический ДТПL015-1100.400",1210,1452,"Под заказ","ДТПL","4",280,0,1,9025900008,"Производимый",24]
["2023-06-06T16:44:55.024","2023-06-06",19546,"ДТПL015-1100.500",null,"Преобразователь термоэлектрический ДТПL015-1100.500",1210,1452,"Под заказ","ДТПL","4",280,0,1,9025900008,"Производимый",24]
["2023-06-06T16:44:55.024","2023-06-06",31845,"ДТПL015-1100.60",null,"Преобразователь термоэлектрический ДТПL015-1100.60",1070,1284,"Под заказ","ДТПL","По запросу",1,0,1,9025900008,"Производимый",24]
["2023-06-06T16:44:55.024","2023-06-06",63341,"ДТПL015-1100.80",null,"Преобразователь термоэлектрический ДТПL015-1100.80",1070,1284,"Под заказ","ДТПL","По запросу",1,0,1,9025900008,"Производимый",24]
["2023-06-06T16:44:55.024","2023-06-06",16389,"ДТПL015-1110.100",null,"Преобразователь термоэлектрический ДТПL015-1110.100",2240,2688,"Под заказ","ДТПL","По запросу",1,0,1,9025900008,"Производимый",24]
["2023-06-06T16:44:55.024","2023-06-06",61465,"ДТПL015-1110.120",null,"Преобразователь термоэлектрический ДТПL015-1110.120",2240,2688,"Под заказ","ДТПL","4",566,0,1,9025900008,"Производимый",24]
["2023-06-06T16:44:55.024","2023-06-06",111024,"ДТПL015-1110.160",null,"Преобразователь термоэлектрический ДТПL015-1110.160",2240,2688,"Под заказ","ДТПL","4",440,0,1,9025900008,"Производимый",24]
["2023-06-06T16:44:55.024","2023-06-06",16387,"ДТПL015-1110.200",null,"Преобразователь термоэлектрический ДТПL015-1110.200",2240,2688,"Под заказ","ДТПL","4",1,0,1,9025900008,"Производимый",24]
["2023-06-06T16:44:55.024","2023-06-06",68344,"ДТПL015-1110.250",null,"Преобразователь термоэлектрический ДТПL015-1110.250",2380,2856,"Под заказ","ДТПL","По запросу",1,0,1,9025900008,"Производимый",24]
["2023-06-06T16:44:55.024","2023-06-06",47018,"ДТПL015-1110.500",null,"Преобразователь термоэлектрический ДТПL015-1110.500",2380,2856,"Под заказ","ДТПL","По запросу",1,0,1,9025900008,"Производимый",24]
["2023-06-06T16:44:55.024","2023-06-06",61464,"ДТПL015-1110.60",null,"Преобразователь термоэлектрический ДТПL015-1110.60",2240,2688,"Под заказ","ДТПL","4",990,0,1,9025900008,"Производимый",24]
["2023-06-06T16:44:55.024","2023-06-06",64913,"ДТПL015-1110.80",null,"Преобразователь термоэлектрический ДТПL015-1110.80",2240,2688,"Под заказ","ДТПL","По запросу",1,0,1,9025900008,"Производимый",24]
["2023-06-06T16:44:55.024","2023-06-06",10841,"ДТПL015-1200.100",null,"Преобразователь термоэлектрический ДТПL015-1200.100",1295,1554,"Под заказ","ДТПL","По запросу",1,0,1,9025900008,"Производимый",24]
["2023-06-06T16:44:55.024","2023-06-06",10842,"ДТПL015-1200.1000",null,"Преобразователь термоэлектрический ДТПL015-1200.1000",2185,2622,"Под заказ","ДТПL","По запросу",1,0,1,9025900008,"Производимый",24]
["2023-06-06T16:44:55.024","2023-06-06",46423,"ДТПL015Л-0100.160",null,"Преобразователь термоэлектрический ДТПL015Л-0100.160",1070,1284,"Под заказ","ДТПL","4",833,0,1,9025900008,"Производимый",24]
["2023-06-06T16:44:55.024","2023-06-06",130977,"ДТПL015Л-0100.200",null,"Преобразователь термоэлектрический ДТПL015Л-0100.200",1070,1284,"Под заказ","ДТПL","4",833,0,1,9025900008,"Производимый",24]
["2023-06-06T16:44:55.024","2023-06-06",131336,"ДТПL015Л-0100.2000",null,"Преобразователь термоэлектрический ДТПL015Л-0100.2000",3025,3630,"Под заказ","ДТПL","По запросу",1,0,1,9025900008,"Производимый",24]
["2023-06-06T16:44:55.024","2023-06-06",128114,"ДТПL015Л-0100.250",null,"Преобразователь термоэлектрический ДТПL015Л-0100.250",1210,1452,"Под заказ","ДТПL","По запросу",1,0,1,9025900008,"Производимый",24]
["2023-06-06T16:44:55.024","2023-06-06",128113,"ДТПL015Л-0100.400",null,"Преобразователь термоэлектрический ДТПL015Л-0100.400",1210,1452,"Под заказ","ДТПL","По запросу",1,0,1,9025900008,"Производимый",24]
["2023-06-06T16:44:55.024","2023-06-06",50312,"ДТПL015Л-0100.630",null,"Преобразователь термоэлектрический ДТПL015Л-0100.630",1315,1578,"Под заказ","ДТПL","По запросу",1,0,1,9025900008,"Производимый",24]
["2023-06-06T16:44:55.024","2023-06-06",111227,"ДТПL015Л-0110.200",null,"Преобразователь термоэлектрический ДТПL015Л-0110.200",2240,2688,"Под заказ","ДТПL","4",360,0,1,9025900008,"Производимый",24]
["2023-06-06T16:44:55.024","2023-06-06",111228,"ДТПL015Л-0110.320",null,"Преобразователь термоэлектрический ДТПL015Л-0110.320",2380,2856,"Под заказ","ДТПL","4",233,0,1,9025900008,"Производимый",24]
["2023-06-06T16:44:55.024","2023-06-06",111554,"ДТПL015Л-0110.400",null,"Преобразователь термоэлектрический ДТПL015Л-0110.400",2380,2856,"Под заказ","ДТПL","4",189,0,1,9025900008,"Производимый",24]
["2023-06-06T16:44:55.024","2023-06-06",85227,"ДТПL015Л-0110.800",null,"Преобразователь термоэлектрический ДТПL015Л-0110.800",2700,3240,"Под заказ","ДТПL","4",222,0,1,9025900008,"Производимый",24]
["2023-06-06T16:44:55.024","2023-06-06",112994,"ДТПL015М-0110.60.1,0.RS",null,"Датчик температуры с цифровым выходом (-40…+600С) ДТПL015М-0110.60.1,0.RS",18240,21888,"Под заказ","ДТПL","4",38,0,1,9025900008,"Производимый",24]
["2023-06-06T16:44:55.024","2023-06-06",35486,"ДТПL015Э-0000.850",null,"Преобразователь термоэлектрический ДТПL015Э-0000.850",1815,2178,"Под заказ","ДТПL","По запросу",1,0,1,9025900008,"Производимый",24]
["2023-06-06T16:44:55.024","2023-06-06",30791,"ДТПL015Э-0000.90",null,"Преобразователь термоэлектрический ДТПL015Э-0000.90",1070,1284,"Под заказ","ДТПL","По запросу",1,0,1,9025900008,"Производимый",24]
["2023-06-06T16:44:55.024","2023-06-06",43699,"ДТПL015Э-0100.900",null,"Преобразователь термоэлектрический ДТПL015Э-0100.900",1815,2178,"Под заказ","ДТПL","По запросу",1,0,1,9025900008,"Производимый",24]
["2023-06-06T16:44:55.024","2023-06-06",47335,"ДТПL015ЭD6-0100.100",null,"Преобразователь термоэлектрический ДТПL015ЭD6-0100.100",1070,1284,"Под заказ","ДТПL","4",41,0,1,9025900008,"Производимый",24]
["2023-06-06T16:44:55.024","2023-06-06",55063,"ДТПL015ЭD6-0100.120",null,"Преобразователь термоэлектрический ДТПL015ЭD6-0100.120",1070,1284,"Под заказ","ДТПL","По запросу",1,0,1,9025900008,"Производимый",24]
["2023-06-06T16:44:55.024","2023-06-06",47311,"ДТПL015ЭD6-0100.160",null,"Преобразователь термоэлектрический ДТПL015ЭD6-0100.160",1070,1284,"Под заказ","ДТПL","4",41,0,1,9025900008,"Производимый",24]
["2023-06-06T16:44:55.024","2023-06-06",45229,"ДТПL015ЭD6-0100.180",null,"Преобразователь термоэлектрический ДТПL015ЭD6-0100.180",1070,1284,"Под заказ","ДТПL","4",41,0,1,9025900008,"Производимый",24]
["2023-06-06T16:44:55.024","2023-06-06",47312,"ДТПL015ЭD6-0100.250",null,"Преобразователь термоэлектрический ДТПL015ЭD6-0100.250",1210,1452,"Под заказ","ДТПL","4",41,0,1,9025900008,"Производимый",24]
["2023-06-06T16:44:55.024","2023-06-06",132493,"ДТПL015ЭD6-0100.320",null,"Преобразователь термоэлектрический ДТПL015ЭD6-0100.320",1210,1452,"Под заказ","ДТПL","4",41,0,1,9025900008,"Производимый",24]
["2023-06-06T16:44:55.024","2023-06-06",47310,"ДТПL015ЭD6-0100.80",null,"Преобразователь термоэлектрический ДТПL015ЭD6-0100.80",1070,1284,"Под заказ","ДТПL","По запросу",1,0,1,9025900008,"Производимый",24]
["2023-06-06T16:44:55.024","2023-06-06",54491,"ДТПL015ЭD6-0110.100",null,"Преобразователь термоэлектрический ДТПL015ЭD6-0110.100",2240,2688,"Под заказ","ДТПL","По запросу",1,0,1,9025900008,"Производимый",24]
["2023-06-06T16:44:55.024","2023-06-06",54565,"ДТПL015ЭD6-0110.120",null,"Преобразователь термоэлектрический ДТПL015ЭD6-0110.120",2240,2688,"Под заказ","ДТПL","По запросу",1,0,1,9025900008,"Производимый",24]
["2023-06-06T16:44:55.024","2023-06-06",109336,"ДТПL021-0,5/0,15",null,"Преобразователь термоэлектрический ДТПL021-0,5/0,15",270,324,"Под заказ","ДТПL","4",145,0,1,9025900008,"Производимый",24]
["2023-06-06T16:44:55.024","2023-06-06",44949,"ДТПL021-0,5/0,2",null,"Преобразователь термоэлектрический ДТПL021-0,5/0,2",775,930,"Под заказ","ДТПL","4",145,0,1,9025900008,"Производимый",24]
["2023-06-06T16:44:55.024","2023-06-06",36529,"ДТПL021-0,5/0,25",null,"Преобразователь термоэлектрический ДТПL021-0,5/0,25",835,1002,"Под заказ","ДТПL","4",145,0,1,9025900008,"Производимый",24]
["2023-06-06T16:44:55.024","2023-06-06",47562,"ДТПL021-0,5/0,3",null,"Преобразователь термоэлектрический ДТПL021-0,5/0,3",515,618,"Под заказ","ДТПL","4",145,0,1,9025900008,"Производимый",24]
["2023-06-06T16:44:55.024","2023-06-06",108206,"ДТПL021-0,5/0,32",null,"Преобразователь термоэлектрический ДТПL021-0,5/0,32",920,1104,"Под заказ","ДТПL","4",145,0,1,9025900008,"Производимый",24]
["2023-06-06T16:44:55.024","2023-06-06",126379,"ДТПL021-0,5/0,35",null,"Преобразователь термоэлектрический ДТПL021-0,5/0,35",954,1144.8,"Под заказ","ДТПL","4",145,0,1,9025900008,"Производимый",24]
["2023-06-06T16:44:55.024","2023-06-06",47097,"ДТПL021-0,5/0,4",null,"Преобразователь термоэлектрический ДТПL021-0,5/0,4",1005,1206,"Под заказ","ДТПL","4",145,0,1,9025900008,"Производимый",24]
["2023-06-06T16:44:55.024","2023-06-06",15601,"ДТПL021-0,5/0,5",null,"Преобразователь термоэлектрический ДТПL021-0,5/0,5",1120,1344,"Под заказ","ДТПL","4",145,0,1,9025900008,"Производимый",24]
["2023-06-06T16:44:55.024","2023-06-06",11586,"ДТПL021-0,5/1",null,"Преобразователь термоэлектрический ДТПL021-0,5/1",1690,2028,"Под заказ","ДТПL","4",145,0,1,9025900008,"Производимый",24]
["2023-06-06T16:44:55.024","2023-06-06",53342,"ДТПL021-0,5/1,25",null,"Преобразователь термоэлектрический ДТПL021-0,5/1,25",1980,2376,"Под заказ","ДТПL","По запросу",1,0,1,9025900008,"Производимый",24]
["2023-06-06T16:44:55.024","2023-06-06",9882,"ДТПL021-0,5/1,5",null,"Преобразователь термоэлектрический ДТПL021-0,5/1,5",2260,2712,"Под заказ","ДТПL","4",122,0,1,9025900008,"Производимый",24]
["2023-06-06T16:44:55.024","2023-06-06",17683,"ДТПL021-0,5/1,7",null,"Преобразователь термоэлектрический ДТПL021-0,5/1,7",2490,2988,"Под заказ","ДТПL","По запросу",1,0,1,9025900008,"Производимый",24]
["2023-06-06T16:44:55.024","2023-06-06",17684,"ДТПL021-0,5/1,9",null,"Преобразователь термоэлектрический ДТПL021-0,5/1,9",2715,3258,"Под заказ","ДТПL","4",96,0,1,9025900008,"Производимый",24]
["2023-06-06T16:44:55.024","2023-06-06",15654,"ДТПL021-0,5/10",null,"Преобразователь термоэлектрический ДТПL021-0,5/10",11940,14328,"Под заказ","ДТПL","4",18,0,1,9025900008,"Производимый",24]
["2023-06-06T16:44:55.024","2023-06-06",87529,"ДТПL021-0,5/11",null,"Преобразователь термоэлектрический ДТПL021-0,5/11",13080,15696,"Под заказ","ДТПL","4",17,0,1,9025900008,"Производимый",24]
["2023-06-06T16:44:55.024","2023-06-06",87528,"ДТПL021-0,5/13",null,"Преобразователь термоэлектрический ДТПL021-0,5/13",15355,18426,"Под заказ","ДТПL","4",14,0,1,9025900008,"Производимый",24]
["2023-06-06T16:44:55.024","2023-06-06",8046,"ДТПL021-0,5/15",null,"Преобразователь термоэлектрический ДТПL021-0,5/15",17640,21168,"Под заказ","ДТПL","4",12,0,1,9025900008,"Производимый",24]
["2023-06-06T16:44:55.024","2023-06-06",31514,"ДТПL021-0,5/2",null,"Преобразователь термоэлектрический ДТПL021-0,5/2",2830,3396,"Под заказ","ДТПL","4",91,0,1,9025900008,"Производимый",24]
["2023-06-06T16:44:55.024","2023-06-06",9560,"ДТПL021-0,5/2,5",null,"Преобразователь термоэлектрический ДТПL021-0,5/2,5",3400,4080,"Под заказ","ДТПL","4",73,0,1,9025900008,"Производимый",24]
["2023-06-06T16:44:55.024","2023-06-06",58690,"ДТПL021-0,5/2,8",null,"Преобразователь термоэлектрический ДТПL021-0,5/2,8",3740,4488,"Под заказ","ДТПL","По запросу",1,0,1,9025900008,"Производимый",24]
["2023-06-06T16:44:55.024","2023-06-06",32349,"ДТПL021-0,5/20",null,"Преобразователь термоэлектрический ДТПL021-0,5/20",23335,28002,"Под заказ","ДТПL","4",1,0,1,9025900008,"Производимый",24]
["2023-06-06T16:44:55.024","2023-06-06",48054,"ДТПL021-0,5/3",null,"Преобразователь термоэлектрический ДТПL021-0,5/3",3970,4764,"Под заказ","ДТПL","4",61,0,1,9025900008,"Производимый",24]
["2023-06-06T16:44:55.024","2023-06-06",11031,"ДТПL021-0,5/4",null,"Преобразователь термоэлектрический ДТПL021-0,5/4",5110,6132,"Под заказ","ДТПL","4",46,0,1,9025900008,"Производимый",24]
["2023-06-06T16:44:55.024","2023-06-06",8723,"ДТПL021-0,5/5",null,"Преобразователь термоэлектрический ДТПL021-0,5/5",6245,7494,"Под заказ","ДТПL","4",36,0,1,9025900008,"Производимый",24]
["2023-06-06T16:44:55.024","2023-06-06",87530,"ДТПL021-0,5/9",null,"Преобразователь термоэлектрический ДТПL021-0,5/9",10800,12960,"Под заказ","ДТПL","4",20,0,1,9025900008,"Производимый",24]
["2023-06-06T16:44:55.024","2023-06-06",127769,"ДТПL021-0,7/0,1",null,"Преобразователь термоэлектрический ДТПL021-0,7/0,1",682,818.4,"Под заказ","ДТПL","4",145,0,1,9025900008,"Производимый",24]
["2023-06-06T16:44:55.024","2023-06-06",47505,"ДТПL021-0,7/0,15",null,"Преобразователь термоэлектрический ДТПL021-0,7/0,15",745,894,"Под заказ","ДТПL","4",145,0,1,9025900008,"Производимый",24]
["2023-06-06T16:44:55.024","2023-06-06",31198,"ДТПL021-0,7/0,2",null,"Преобразователь термоэлектрический ДТПL021-0,7/0,2",805,966,"Под заказ","ДТПL","4",145,0,1,9025900008,"Производимый",24]
["2023-06-06T16:44:55.024","2023-06-06",21933,"ДТПL021-0,7/0,25",null,"Преобразователь термоэлектрический ДТПL021-0,7/0,25",870,1044,"Под заказ","ДТПL","По запросу",1,0,1,9025900008,"Производимый",24]
["2023-06-06T16:44:55.024","2023-06-06",31574,"ДТПL021-0,7/0,3",null,"Преобразователь термоэлектрический ДТПL021-0,7/0,3",930,1116,"Под заказ","ДТПL","4",145,0,1,9025900008,"Производимый",24]
["2023-06-06T16:44:55.024","2023-06-06",61112,"ДТПL021-0,7/0,4",null,"Преобразователь термоэлектрический ДТПL021-0,7/0,4",1060,1272,"Под заказ","ДТПL","4",145,0,1,9025900008,"Производимый",24]
["2023-06-06T16:44:55.024","2023-06-06",46105,"ДТПL021-0,7/0,5",null,"Преобразователь термоэлектрический ДТПL021-0,7/0,5",1180,1416,"Под заказ","ДТПL","4",145,0,1,9025900008,"Производимый",24]
["2023-06-06T16:44:55.024","2023-06-06",40875,"ДТПL021-0,7/0,55",null,"Преобразователь термоэлектрический ДТПL021-0,7/0,55",1250,1500,"Под заказ","ДТПL","По запросу",1,0,1,9025900008,"Производимый",24]
["2023-06-06T16:44:55.024","2023-06-06",31425,"ДТПL021-0,7/0,6",null,"Преобразователь термоэлектрический ДТПL021-0,7/0,6",1310,1572,"Под заказ","ДТПL","4",145,0,1,9025900008,"Производимый",24]
["2023-06-06T16:44:55.024","2023-06-06",84360,"ДТПL021-0,7/0,8",null,"Преобразователь термоэлектрический ДТПL021-0,7/0,8",1565,1878,"Под заказ","ДТПL","4",145,0,1,9025900008,"Производимый",24]
["2023-06-06T16:44:55.024","2023-06-06",10712,"ДТПL021-0,7/1",null,"Преобразователь термоэлектрический ДТПL021-0,7/1",1815,2178,"Под заказ","ДТПL","4",145,0,1,9025900008,"Производимый",24]
["2023-06-06T16:44:55.024","2023-06-06",20052,"ДТПL021-0,7/1,2",null,"Преобразователь термоэлектрический ДТПL021-0,7/1,2",2070,2484,"Под заказ","ДТПL","4",145,0,1,9025900008,"Производимый",24]
["2023-06-06T16:44:55.024","2023-06-06",72376,"ДТПL021-0,7/1,3",null,"Преобразователь термоэлектрический ДТПL021-0,7/1,3",2195,2634,"Под заказ","ДТПL","4",140,0,1,9025900008,"Производимый",24]
["2023-06-06T16:44:55.024","2023-06-06",10036,"ДТПL021-0,7/1,5",null,"Преобразователь термоэлектрический ДТПL021-0,7/1,5",2450,2940,"Под заказ","ДТПL","4",122,0,1,9025900008,"Производимый",24]
["2023-06-06T16:44:55.024","2023-06-06",37195,"ДТПL021-0,7/10",null,"Преобразователь термоэлектрический ДТПL021-0,7/10",13210,15852,"Под заказ","ДТПL","4",1,0,1,9025900008,"Производимый",24]
["2023-06-06T16:44:55.024","2023-06-06",94691,"ДТПL021-0,7/11",null,"Преобразователь термоэлектрический ДТПL021-0,7/11",14470,17364,"Под заказ","ДТПL","4",17,0,1,9025900008,"Производимый",24]
["2023-06-06T16:44:55.024","2023-06-06",51942,"ДТПL021-0,7/15",null,"Преобразователь термоэлектрический ДТПL021-0,7/15",19535,23442,"Под заказ","ДТПL","4",1,0,1,9025900008,"Производимый",24]
["2023-06-06T16:44:55.024","2023-06-06",38875,"ДТПL021-0,7/2",null,"Преобразователь термоэлектрический ДТПL021-0,7/2",3085,3702,"Под заказ","ДТПL","4",91,0,1,9025900008,"Производимый",24]
["2023-06-06T16:44:55.024","2023-06-06",46271,"ДТПL021-0,7/2,5",null,"Преобразователь термоэлектрический ДТПL021-0,7/2,5",3715,4458,"Под заказ","ДТПL","По запросу",1,0,1,9025900008,"Производимый",24]
["2023-06-06T16:44:55.024","2023-06-06",48620,"ДТПL021-0,7/20",null,"Преобразователь термоэлектрический ДТПL021-0,7/20",25865,31038,"Под заказ","ДТПL","4",1,0,1,9025900008,"Производимый",24]
["2023-06-06T16:44:55.024","2023-06-06",19423,"ДТПL021-0,7/3",null,"Преобразователь термоэлектрический ДТПL021-0,7/3",4345,5214,"Под заказ","ДТПL","По запросу",1,0,1,9025900008,"Производимый",24]
["2023-06-06T16:44:55.024","2023-06-06",40031,"ДТПL021-0,7/30",null,"Преобразователь термоэлектрический ДТПL021-0,7/30",38520,46224,"Под заказ","ДТПL","4",1,0,1,9025900008,"Производимый",24]
["2023-06-06T16:44:55.024","2023-06-06",47512,"ДТПL021-0,7/4,5",null,"Преобразователь термоэлектрический ДТПL021-0,7/4,5",6245,7494,"Под заказ","ДТПL","4",41,0,1,9025900008,"Производимый",24]
["2023-06-06T16:44:55.024","2023-06-06",10969,"ДТПL021-0,7/5",null,"Преобразователь термоэлектрический ДТПL021-0,7/5",6880,8256,"Под заказ","ДТПL","4",36,0,1,9025900008,"Производимый",24]
["2023-06-06T16:44:55.024","2023-06-06",49448,"ДТПL021-0,7/7",null,"Преобразователь термоэлектрический ДТПL021-0,7/7",9410,11292,"Под заказ","ДТПL","4",1,0,1,9025900008,"Производимый",24]
["2023-06-06T16:44:55.024","2023-06-06",37194,"ДТПL021-0,7/7,1",null,"Преобразователь термоэлектрический ДТПL021-0,7/7,1",9540,11448,"Под заказ","ДТПL","4",1,0,1,9025900008,"Производимый",24]
["2023-06-06T16:44:55.024","2023-06-06",47852,"ДТПL021-0,7/9",null,"Преобразователь термоэлектрический ДТПL021-0,7/9",11940,14328,"Под заказ","ДТПL","4",1,0,1,9025900008,"Производимый",24]
["2023-06-06T16:44:55.024","2023-06-06",31199,"ДТПL021-1,2/0,2",null,"Преобразователь термоэлектрический ДТПL021-1,2/0,2",830,996,"Под заказ","ДТПL","4",201,0,1,9025900008,"Производимый",24]
["2023-06-06T16:44:55.024","2023-06-06",17906,"ДТПL021-1,2/0,3",null,"Преобразователь термоэлектрический ДТПL021-1,2/0,3",970,1164,"Под заказ","ДТПL","4",201,0,1,9025900008,"Производимый",24]
["2023-06-06T16:44:55.024","2023-06-06",69157,"ДТПL021-1,2/0,4",null,"Преобразователь термоэлектрический ДТПL021-1,2/0,4",1115,1338,"Под заказ","ДТПL","4",192,0,1,9025900008,"Производимый",24]
["2023-06-06T16:44:55.024","2023-06-06",17434,"ДТПL021-1,2/0,5",null,"Преобразователь термоэлектрический ДТПL021-1,2/0,5",1255,1506,"Под заказ","ДТПL","4",167,0,1,9025900008,"Производимый",24]
["2023-06-06T16:44:55.024","2023-06-06",31426,"ДТПL021-1,2/0,6",null,"Преобразователь термоэлектрический ДТПL021-1,2/0,6",1395,1674,"Под заказ","ДТПL","4",147,0,1,9025900008,"Производимый",24]
["2023-06-06T16:44:55.024","2023-06-06",17880,"ДТПL021-1,2/1",null,"Преобразователь термоэлектрический ДТПL021-1,2/1",1960,2352,"Под заказ","ДТПL","4",100,0,1,9025900008,"Производимый",24]
["2023-06-06T16:44:55.024","2023-06-06",52847,"ДТПL021-1,2/1,2",null,"Преобразователь термоэлектрический ДТПL021-1,2/1,2",2240,2688,"Под заказ","ДТПL","4",86,0,1,9025900008,"Производимый",24]
["2023-06-06T16:44:55.024","2023-06-06",49265,"ДТПL021-1,2/1,3",null,"Преобразователь термоэлектрический ДТПL021-1,2/1,3",2375,2850,"Под заказ","ДТПL","По запросу",1,0,1,9025900008,"Производимый",24]
["2023-06-06T16:44:55.024","2023-06-06",9829,"ДТПL021-1,2/1,5",null,"Преобразователь термоэлектрический ДТПL021-1,2/1,5",2660,3192,"Под заказ","ДТПL","4",71,0,1,9025900008,"Производимый",24]
["2023-06-06T16:44:55.024","2023-06-06",18074,"ДТПL021-1,2/1,6",null,"Преобразователь термоэлектрический ДТПL021-1,2/1,6",2800,3360,"Под заказ","ДТПL","4",68,0,1,9025900008,"Производимый",24]
["2023-06-06T16:44:55.024","2023-06-06",30177,"ДТПL021-1,2/10",null,"Преобразователь термоэлектрический ДТПL021-1,2/10",14615,17538,"Под заказ","ДТПL","4",12,0,1,9025900008,"Производимый",24]
["2023-06-06T16:44:55.024","2023-06-06",54501,"ДТПL021-1,2/15",null,"Преобразователь термоэлектрический ДТПL021-1,2/15",21645,25974,"Под заказ","ДТПL","4",8,0,1,9025900008,"Производимый",24]
["2023-06-06T16:44:55.024","2023-06-06",38836,"ДТПL021-1,2/2",null,"Преобразователь термоэлектрический ДТПL021-1,2/2",3360,4032,"Под заказ","ДТПL","4",56,0,1,9025900008,"Производимый",24]
["2023-06-06T16:44:55.024","2023-06-06",135882,"ДТПL021-1,2/2,1",null,"Преобразователь термоэлектрический ДТПL021-1,2/2,1",3516,4219.2,"Под заказ","ДТПL","4",16,0,1,9025900008,"Производимый",24]
["2023-06-06T16:44:55.024","2023-06-06",135883,"ДТПL021-1,2/2,7",null,"Преобразователь термоэлектрический ДТПL021-1,2/2,7",4362,5234.3999999999996,"Под заказ","ДТПL","4",16,0,1,9025900008,"Производимый",24]
["2023-06-06T16:44:55.024","2023-06-06",15662,"ДТПL021-1,2/20",null,"Преобразователь термоэлектрический ДТПL021-1,2/20",28675,34410,"Под заказ","ДТПL","4",6,0,1,9025900008,"Производимый",24]
["2023-06-06T16:44:55.024","2023-06-06",11308,"ДТПL021-1,2/3",null,"Преобразователь термоэлектрический ДТПL021-1,2/3",4245,5094,"Под заказ","ДТПL","4",38,0,1,9025900008,"Производимый",24]
["2023-06-06T16:44:55.024","2023-06-06",61436,"ДТПL021-1,2/3,5",null,"Преобразователь термоэлектрический ДТПL021-1,2/3,5",5475,6570,"Под заказ","ДТПL","По запросу",1,0,1,9025900008,"Производимый",24]
["2023-06-06T16:44:55.024","2023-06-06",88097,"ДТПL021-1,2/30",null,"Преобразователь термоэлектрический ДТПL021-1,2/30",42740,51288,"Под заказ","ДТПL","По запросу",1,0,1,9025900008,"Производимый",24]
["2023-06-06T16:44:55.024","2023-06-06",59270,"ДТПL021-1,2/4",null,"Преобразователь термоэлектрический ДТПL021-1,2/4",6175,7410,"Под заказ","ДТПL","По запросу",1,0,1,9025900008,"Производимый",24]
["2023-06-06T16:44:55.024","2023-06-06",60625,"ДТПL021-1,2/4,5",null,"Преобразователь термоэлектрический ДТПL021-1,2/4,5",6880,8256,"Под заказ","ДТПL","По запросу",1,0,1,9025900008,"Производимый",24]
["2023-06-06T16:44:55.024","2023-06-06",9874,"ДТПL021-1,2/5",null,"Преобразователь термоэлектрический ДТПL021-1,2/5",7580,9096,"Под заказ","ДТПL","4",24,0,1,9025900008,"Производимый",24]
["2023-06-06T16:44:55.024","2023-06-06",38837,"ДТПL021-1,2/50",null,"Преобразователь термоэлектрический ДТПL021-1,2/50",70860,85032,"Под заказ","ДТПL","По запросу",1,0,1,9025900008,"Производимый",24]
["2023-06-06T16:44:55.024","2023-06-06",15438,"ДТПL021-1,2/6",null,"Преобразователь термоэлектрический ДТПL021-1,2/6",8990,10788,"Под заказ","ДТПL","4",20,0,1,9025900008,"Производимый",24]
["2023-06-06T16:44:55.024","2023-06-06",41906,"ДТПL021-1,2/6,3",null,"Преобразователь термоэлектрический ДТПL021-1,2/6,3",9410,11292,"Под заказ","ДТПL","По запросу",1,0,1,9025900008,"Производимый",24]
["2023-06-06T16:44:55.024","2023-06-06",37193,"ДТПL021-1,2/7,1",null,"Преобразователь термоэлектрический ДТПL021-1,2/7,1",10535,12642,"Под заказ","ДТПL","По запросу",1,0,1,9025900008,"Производимый",24]
["2023-06-06T16:44:55.024","2023-06-06",65271,"ДТПL021-1,2/8",null,"Преобразователь термоэлектрический ДТПL021-1,2/8",11800,14160,"Под заказ","ДТПL","4",15,0,1,9025900008,"Производимый",24]
["2023-06-06T16:44:55.024","2023-06-06",62196,"ДТПL021-3,2/0,2",null,"Преобразователь термоэлектрический ДТПL021-3,2/0,2",1260,1512,"Под заказ","ДТПL","4",1,0,1,9025900008,"Производимый",24]
["2023-06-06T16:44:55.024","2023-06-06",19731,"ДТПL021-3,2/0,5",null,"Преобразователь термоэлектрический ДТПL021-3,2/0,5",2320,2784,"Под заказ","ДТПL","4",1,0,1,9025900008,"Производимый",24]
["2023-06-06T16:44:55.024","2023-06-06",97762,"ДТПL021-3,2/0,7",null,"Преобразователь термоэлектрический ДТПL021-3,2/0,7",4245,5094,"Под заказ","ДТПL","4",1,0,1,9025900008,"Производимый",24]
["2023-06-06T16:44:55.024","2023-06-06",44335,"ДТПL021-3,2/1",null,"Преобразователь термоэлектрический ДТПL021-3,2/1",4095,4914,"Под заказ","ДТПL","4",1,0,1,9025900008,"Производимый",24]
["2023-06-06T16:44:55.024","2023-06-06",111833,"ДТПL021-3,2/1,25",null,"Преобразователь термоэлектрический ДТПL021-3,2/1,25",4980,5976,"Под заказ","ДТПL","4",1,0,1,9025900008,"Производимый",24]
["2023-06-06T16:44:55.024","2023-06-06",16952,"ДТПL021-3,2/1,5",null,"Преобразователь термоэлектрический ДТПL021-3,2/1,5",5865,7038,"Под заказ","ДТПL","По запросу",1,0,1,9025900008,"Производимый",24]
["2023-06-06T16:44:55.024","2023-06-06",97761,"ДТПL021-3,2/1,7",null,"Преобразователь термоэлектрический ДТПL021-3,2/1,7",6575,7890,"Под заказ","ДТПL","4",1,0,1,9025900008,"Производимый",24]
["2023-06-06T16:44:55.024","2023-06-06",53609,"ДТПL021-3,2/2",null,"Преобразователь термоэлектрический ДТПL021-3,2/2",7640,9168,"Под заказ","ДТПL","4",1,0,1,9025900008,"Производимый",24]
["2023-06-06T16:44:55.024","2023-06-06",87767,"ДТПL021-3,2/4,1",null,"Преобразователь термоэлектрический ДТПL021-3,2/4,1",4095,4914,"Под заказ","ДТПL","4",1,0,1,9025900008,"Производимый",24]
["2023-06-06T16:44:55.024","2023-06-06",104272,"ДТПL021Э1-0,5/3",null,"Преобразователь термоэлектрический ДТПL021Э1-0,5/3",3970,4764,"Под заказ","ДТПL","4",1,0,1,9025900008,"Производимый",24]
["2023-06-06T16:44:55.024","2023-06-06",21018,"ДТПL024-00.30/0,2",null,"Преобразователь термоэлектрический ДТПL024-00.30/0,2",550,660,"Под заказ","ДТПL","4",966,0,1,9025900008,"Производимый",24]
["2023-06-06T16:44:55.024","2023-06-06",73870,"ДТПL024-00.30/0,3",null,"Преобразователь термоэлектрический ДТПL024-00.30/0,3",640,768,"Под заказ","ДТПL","По запросу",1,0,1,9025900008,"Производимый",24]
["2023-06-06T16:44:55.024","2023-06-06",31397,"ДТПL024-00.30/0,5",null,"Преобразователь термоэлектрический ДТПL024-00.30/0,5",700,840,"Стандартный","ДТПL","4",966,0,1,9025900008,"Производимый",24]
["2023-06-06T16:44:55.024","2023-06-06",46243,"ДТПL024-00.30/0,8",null,"Преобразователь термоэлектрический ДТПL024-00.30/0,8",790,948,"Под заказ","ДТПL","4",966,0,1,9025900008,"Производимый",24]
["2023-06-06T16:44:55.024","2023-06-06",21764,"ДТПL024-00.30/1",null,"Преобразователь термоэлектрический ДТПL024-00.30/1",850,1020,"Под заказ","ДТПL","4",966,0,1,9025900008,"Производимый",24]
["2023-06-06T16:44:55.024","2023-06-06",31348,"ДТПL024-00.30/1,5",null,"Преобразователь термоэлектрический ДТПL024-00.30/1,5",1000,1200,"Под заказ","ДТПL","4",966,0,1,9025900008,"Производимый",24]
["2023-06-06T16:44:55.024","2023-06-06",45224,"ДТПL024-00.30/1,6",null,"Преобразователь термоэлектрический ДТПL024-00.30/1,6",1030,1236,"Под заказ","ДТПL","4",966,0,1,9025900008,"Производимый",24]
["2023-06-06T16:44:55.024","2023-06-06",55425,"ДТПL024-00.30/10",null,"Преобразователь термоэлектрический ДТПL024-00.30/10",3550,4260,"Под заказ","ДТПL","4",199,0,1,9025900008,"Производимый",24]
["2023-06-06T16:44:55.024","2023-06-06",67168,"ДТПL024-00.30/12,5",null,"Преобразователь термоэлектрический ДТПL024-00.30/12,5",4300,5160,"Под заказ","ДТПL","По запросу",1,0,1,9025900008,"Производимый",24]
["2023-06-06T16:44:55.024","2023-06-06",36510,"ДТПL024-00.30/13",null,"Преобразователь термоэлектрический ДТПL024-00.30/13",4450,5340,"Под заказ","ДТПL","4",153,0,1,9025900008,"Производимый",24]
["2023-06-06T16:44:55.024","2023-06-06",120901,"ДТПL024-00.30/15",null,"Преобразователь термоэлектрический ДТПL024-00.30/15",5050,6060,"Под заказ","ДТПL","4",133,0,1,9025900008,"Производимый",24]
["2023-06-06T16:44:55.024","2023-06-06",21016,"ДТПL024-00.30/2",null,"Преобразователь термоэлектрический ДТПL024-00.30/2",1150,1380,"Под заказ","ДТПL","4",966,0,1,9025900008,"Производимый",24]
["2023-06-06T16:44:55.024","2023-06-06",39470,"ДТПL024-00.30/2,5",null,"Преобразователь термоэлектрический ДТПL024-00.30/2,5",1300,1560,"Под заказ","ДТПL","4",784,0,1,9025900008,"Производимый",24]
["2023-06-06T16:44:55.024","2023-06-06",66024,"ДТПL024-00.30/20",null,"Преобразователь термоэлектрический ДТПL024-00.30/20",6550,7860,"Под заказ","ДТПL","4",100,0,1,9025900008,"Производимый",24]
["2023-06-06T16:44:55.024","2023-06-06",21487,"ДТПL024-00.30/3",null,"Преобразователь термоэлектрический ДТПL024-00.30/3",1450,1740,"Стандартный","ДТПL","4",656,0,1,9025900008,"Производимый",24]
["2023-06-06T16:44:55.024","2023-06-06",21549,"ДТПL024-00.30/4",null,"Преобразователь термоэлектрический ДТПL024-00.30/4",1750,2100,"Под заказ","ДТПL","4",494,0,1,9025900008,"Производимый",24]
["2023-06-06T16:44:55.024","2023-06-06",20697,"ДТПL024-00.30/5",null,"Преобразователь термоэлектрический ДТПL024-00.30/5",2050,2460,"Под заказ","ДТПL","4",396,0,1,9025900008,"Производимый",24]
["2023-06-06T16:44:55.024","2023-06-06",50496,"ДТПL024-00.30/6",null,"Преобразователь термоэлектрический ДТПL024-00.30/6",2350,2820,"Под заказ","ДТПL","4",331,0,1,9025900008,"Производимый",24]
["2023-06-06T16:44:55.024","2023-06-06",41665,"ДТПL024-00.30/7",null,"Преобразователь термоэлектрический ДТПL024-00.30/7",2650,3180,"Под заказ","ДТПL","4",284,0,1,9025900008,"Производимый",24]
["2023-06-06T16:44:55.024","2023-06-06",50824,"ДТПL024-00.30/8",null,"Преобразователь термоэлектрический ДТПL024-00.30/8",2950,3540,"Под заказ","ДТПL","4",248,0,1,9025900008,"Производимый",24]
["2023-06-06T16:44:55.024","2023-06-06",107478,"ДТПL024-00.40/1",null,"Преобразователь термоэлектрический ДТПL024-00.40/1",850,1020,"Под заказ","ДТПL","4",966,0,1,9025900008,"Производимый",24]
["2023-06-06T16:44:55.024","2023-06-06",30795,"ДТПL024-00.40/2,5",null,"Преобразователь термоэлектрический ДТПL024-00.40/2,5",1300,1560,"Под заказ","ДТПL","По запросу",1,0,1,9025900008,"Производимый",24]
["2023-06-06T16:44:55.024","2023-06-06",66864,"ДТПL024-00.40/3",null,"Преобразователь термоэлектрический ДТПL024-00.40/3",1450,1740,"Под заказ","ДТПL","По запросу",1,0,1,9025900008,"Производимый",24]
["2023-06-06T16:44:55.024","2023-06-06",131220,"ДТПL024-00.50/0,2",null,"Преобразователь термоэлектрический ДТПL024-00.50/0,2",550,660,"Под заказ","ДТПL","4",966,0,1,9025900008,"Производимый",24]
["2023-06-06T16:44:55.024","2023-06-06",65018,"ДТПL024-00.50/10",null,"Преобразователь термоэлектрический ДТПL024-00.50/10",3550,4260,"Под заказ","ДТПL","По запросу",1,0,1,9025900008,"Производимый",24]
["2023-06-06T16:44:55.024","2023-06-06",71670,"ДТПL024-00.60/1,5",null,"Преобразователь термоэлектрический ДТПL024-00.60/1,5",1000,1200,"Под заказ","ДТПL","4",966,0,1,9025900008,"Производимый",24]
["2023-06-06T16:44:55.024","2023-06-06",104365,"ДТПL024-00.60/15",null,"Преобразователь термоэлектрический ДТПL024-00.60/15",5050,6060,"Под заказ","ДТПL","4",133,0,1,9025900008,"Производимый",24]
["2023-06-06T16:44:55.024","2023-06-06",99960,"ДТПL024-00.60/2",null,"Преобразователь термоэлектрический ДТПL024-00.60/2",1150,1380,"Под заказ","ДТПL","4",962,0,1,9025900008,"Производимый",24]
["2023-06-06T16:44:55.024","2023-06-06",58329,"ДТПL024-00.80/1",null,"Преобразователь термоэлектрический ДТПL024-00.80/1",850,1020,"Под заказ","ДТПL","4",966,0,1,9025900008,"Производимый",24]
["2023-06-06T16:44:55.024","2023-06-06",83643,"ДТПL024-00.80/10",null,"Преобразователь термоэлектрический ДТПL024-00.80/10",3550,4260,"Под заказ","ДТПL","4",198,0,1,9025900008,"Производимый",24]
["2023-06-06T16:44:55.024","2023-06-06",79256,"ДТПL024-01.30/0,2",null,"Преобразователь термоэлектрический ДТПL024-01.30/0,2",550,660,"Под заказ","ДТПL","4",833,0,1,9025900008,"Производимый",24]
["2023-06-06T16:44:55.024","2023-06-06",51889,"ДТПL024-01.30/0,5",null,"Преобразователь термоэлектрический ДТПL024-01.30/0,5",725,870,"Под заказ","ДТПL","4",833,0,1,9025900008,"Производимый",24]
["2023-06-06T16:44:55.024","2023-06-06",65518,"ДТПL024-01.30/0,6",null,"Преобразователь термоэлектрический ДТПL024-01.30/0,6",760,912,"Под заказ","ДТПL","По запросу",1,0,1,9025900008,"Производимый",24]
["2023-06-06T16:44:55.024","2023-06-06",59177,"ДТПL024-01.30/0,8",null,"Преобразователь термоэлектрический ДТПL024-01.30/0,8",830,996,"Под заказ","ДТПL","По запросу",1,0,1,9025900008,"Производимый",24]
["2023-06-06T16:44:55.024","2023-06-06",47892,"ДТПL024-01.30/1",null,"Преобразователь термоэлектрический ДТПL024-01.30/1",900,1080,"Под заказ","ДТПL","4",536,0,1,9025900008,"Производимый",24]
["2023-06-06T16:44:55.024","2023-06-06",82806,"ДТПL024-01.30/1,2",null,"Преобразователь термоэлектрический ДТПL024-01.30/1,2",970,1164,"Под заказ","ДТПL","4",450,0,1,9025900008,"Производимый",24]
["2023-06-06T16:44:55.024","2023-06-06",35119,"ДТПL024-01.30/1,5",null,"Преобразователь термоэлектрический ДТПL024-01.30/1,5",1075,1290,"Под заказ","ДТПL","4",363,0,1,9025900008,"Производимый",24]
["2023-06-06T16:44:55.024","2023-06-06",38192,"ДТПL024-01.30/2",null,"Преобразователь термоэлектрический ДТПL024-01.30/2",1250,1500,"Под заказ","ДТПL","4",274,0,1,9025900008,"Производимый",24]
["2023-06-06T16:44:55.024","2023-06-06",41359,"ДТПL024-01.30/20",null,"Преобразователь термоэлектрический ДТПL024-01.30/20",7550,9060,"Под заказ","ДТПL","По запросу",1,0,1,9025900008,"Производимый",24]
["2023-06-06T16:44:55.024","2023-06-06",38403,"ДТПL024-01.30/3",null,"Преобразователь термоэлектрический ДТПL024-01.30/3",1600,1920,"Под заказ","ДТПL","4",184,0,1,9025900008,"Производимый",24]
["2023-06-06T16:44:55.024","2023-06-06",82807,"ДТПL024-01.30/3,8",null,"Преобразователь термоэлектрический ДТПL024-01.30/3,8",1880,2256,"Под заказ","ДТПL","4",146,0,1,9025900008,"Производимый",24]
["2023-06-06T16:44:55.024","2023-06-06",21637,"ДТПL024-01.30/4",null,"Преобразователь термоэлектрический ДТПL024-01.30/4",1950,2340,"Под заказ","ДТПL","4",139,0,1,9025900008,"Производимый",24]
["2023-06-06T16:44:55.024","2023-06-06",88490,"ДТПL024-01.30/5",null,"Преобразователь термоэлектрический ДТПL024-01.30/5",2300,2760,"Под заказ","ДТПL","4",111,0,1,9025900008,"Производимый",24]
["2023-06-06T16:44:55.024","2023-06-06",38272,"ДТПL024-01.30/6",null,"Преобразователь термоэлектрический ДТПL024-01.30/6",2650,3180,"Под заказ","ДТПL","По запросу",1,0,1,9025900008,"Производимый",24]
["2023-06-06T16:44:55.024","2023-06-06",85368,"ДТПL024-01.50/0,5",null,"Преобразователь термоэлектрический ДТПL024-01.50/0,5",725,870,"Под заказ","ДТПL","4",833,0,1,9025900008,"Производимый",24]
["2023-06-06T16:44:55.024","2023-06-06",136440,"ДТПL024-01.60/5",null,"Преобразователь термоэлектрический ДТПL024-01.60/5",2300,2760,"Под заказ","ДТПL","4",833,0,1,9025900008,"Производимый",24]
["2023-06-06T16:44:55.024","2023-06-06",49270,"ДТПL024-10.30/0,2",null,"Преобразователь термоэлектрический ДТПL024-10.30/0,2",550,660,"Под заказ","ДТПL","По запросу",1,0,1,9025900008,"Производимый",24]
["2023-06-06T16:44:55.024","2023-06-06",119434,"ДТПL024-10.30/1",null,"Преобразователь термоэлектрический ДТПL024-10.30/1",850,1020,"Под заказ","ДТПL","4",966,0,1,9025900008,"Производимый",24]
["2023-06-06T16:44:55.024","2023-06-06",111897,"ДТПL024-10.30/1,5",null,"Преобразователь термоэлектрический ДТПL024-10.30/1,5",1000,1200,"Под заказ","ДТПL","4",966,0,1,9025900008,"Производимый",24]
["2023-06-06T16:44:55.024","2023-06-06",37666,"ДТПL024-10.30/2",null,"Преобразователь термоэлектрический ДТПL024-10.30/2",1150,1380,"Под заказ","ДТПL","4",966,0,1,9025900008,"Производимый",24]
["2023-06-06T16:44:55.024","2023-06-06",44617,"ДТПL024-10.30/3",null,"Преобразователь термоэлектрический ДТПL024-10.30/3",1450,1740,"Под заказ","ДТПL","По запросу",1,0,1,9025900008,"Производимый",24]
["2023-06-06T16:44:55.024","2023-06-06",71456,"ДТПL024-10.30/5",null,"Преобразователь термоэлектрический ДТПL024-10.30/5",2050,2460,"Под заказ","ДТПL","По запросу",1,0,1,9025900008,"Производимый",24]
["2023-06-06T16:44:55.024","2023-06-06",86297,"ДТПL024-11.30/1,5",null,"Преобразователь термоэлектрический ДТПL024-11.30/1,5",1075,1290,"Под заказ","ДТПL","4",363,0,1,9025900008,"Производимый",24]
["2023-06-06T16:44:55.024","2023-06-06",21638,"ДТПL024-11.30/4",null,"Преобразователь термоэлектрический ДТПL024-11.30/4",1950,2340,"Под заказ","ДТПL","По запросу",1,0,1,9025900008,"Производимый",24]
["2023-06-06T16:44:55.024","2023-06-06",9599,"ДТПL025-0000.160",null,"Преобразователь термоэлектрический ДТПL025-0000.160",1070,1284,"Под заказ","ДТПL","4",966,0,1,9025900008,"Производимый",24]
["2023-06-06T16:44:55.024","2023-06-06",9000,"ДТПL025-0100.100",null,"Преобразователь термоэлектрический ДТПL025-0100.100",1070,1284,"Под заказ","ДТПL","4",280,0,1,9025900008,"Производимый",24]
["2023-06-06T16:44:55.024","2023-06-06",7602,"ДТПL025-0100.1000",null,"Преобразователь термоэлектрический ДТПL025-0100.1000",1815,2178,"Под заказ","ДТПL","4",280,0,1,9025900008,"Производимый",24]
["2023-06-06T16:44:55.024","2023-06-06",7558,"ДТПL025-0100.120",null,"Преобразователь термоэлектрический ДТПL025-0100.120",1070,1284,"Под заказ","ДТПL","4",280,0,1,9025900008,"Производимый",24]
["2023-06-06T16:44:55.024","2023-06-06",39914,"ДТПL025-0100.1200",null,"Преобразователь термоэлектрический ДТПL025-0100.1200",1815,2178,"Под заказ","ДТПL","По запросу",1,0,1,9025900008,"Производимый",24]
["2023-06-06T16:44:55.024","2023-06-06",8833,"ДТПL025-0100.1250",null,"Преобразователь термоэлектрический ДТПL025-0100.1250",1815,2178,"Под заказ","ДТПL","4",280,0,1,9025900008,"Производимый",24]
["2023-06-06T16:44:55.024","2023-06-06",8320,"ДТПL025-0100.160",null,"Преобразователь термоэлектрический ДТПL025-0100.160",1070,1284,"Под заказ","ДТПL","4",280,0,1,9025900008,"Производимый",24]
["2023-06-06T16:44:55.024","2023-06-06",9219,"ДТПL025-0100.1600",null,"Преобразователь термоэлектрический ДТПL025-0100.1600",3025,3630,"Под заказ","ДТПL","4",264,0,1,9025900008,"Производимый",24]
["2023-06-06T16:44:55.024","2023-06-06",65152,"ДТПL025-0100.180",null,"Преобразователь термоэлектрический ДТПL025-0100.180",1070,1284,"Под заказ","ДТПL","4",280,0,1,9025900008,"Производимый",24]
["2023-06-06T16:44:55.024","2023-06-06",7654,"ДТПL025-0100.200",null,"Преобразователь термоэлектрический ДТПL025-0100.200",1070,1284,"Под заказ","ДТПL","4",280,0,1,9025900008,"Производимый",24]
["2023-06-06T16:44:55.024","2023-06-06",7737,"ДТПL025-0100.2000",null,"Преобразователь термоэлектрический ДТПL025-0100.2000",3025,3630,"Под заказ","ДТПL","4",213,0,1,9025900008,"Производимый",24]
["2023-06-06T16:44:55.024","2023-06-06",7177,"ДТПL025-0100.250",null,"Преобразователь термоэлектрический ДТПL025-0100.250",1210,1452,"Под заказ","ДТПL","4",280,0,1,9025900008,"Производимый",24]
["2023-06-06T16:44:55.024","2023-06-06",15566,"ДТПL025-0100.300",null,"Преобразователь термоэлектрический ДТПL025-0100.300",1210,1452,"Под заказ","ДТПL","4",280,0,1,9025900008,"Производимый",24]
["2023-06-06T16:44:55.024","2023-06-06",7226,"ДТПL025-0100.320",null,"Преобразователь термоэлектрический ДТПL025-0100.320",1210,1452,"Под заказ","ДТПL","4",280,0,1,9025900008,"Производимый",24]
["2023-06-06T16:44:55.024","2023-06-06",7341,"ДТПL025-0100.400",null,"Преобразователь термоэлектрический ДТПL025-0100.400",1210,1452,"Под заказ","ДТПL","4",280,0,1,9025900008,"Производимый",24]
["2023-06-06T16:44:55.024","2023-06-06",42379,"ДТПL025-0100.420",null,"Преобразователь термоэлектрический ДТПL025-0100.420",1210,1452,"Под заказ","ДТПL","По запросу",1,0,1,9025900008,"Производимый",24]
["2023-06-06T16:44:55.024","2023-06-06",7342,"ДТПL025-0100.500",null,"Преобразователь термоэлектрический ДТПL025-0100.500",1210,1452,"Под заказ","ДТПL","4",280,0,1,9025900008,"Производимый",24]
["2023-06-06T16:44:55.024","2023-06-06",71179,"ДТПL025-0100.570",null,"Преобразователь термоэлектрический ДТПL025-0100.570",1315,1578,"Под заказ","ДТПL","4",280,0,1,9025900008,"Производимый",24]
["2023-06-06T16:44:55.024","2023-06-06",16870,"ДТПL025-0100.60",null,"Преобразователь термоэлектрический ДТПL025-0100.60",1070,1284,"Под заказ","ДТПL","4",280,0,1,9025900008,"Производимый",24]
["2023-06-06T16:44:55.024","2023-06-06",19311,"ДТПL025-0100.600",null,"Преобразователь термоэлектрический ДТПL025-0100.600",1315,1578,"Под заказ","ДТПL","4",280,0,1,9025900008,"Производимый",24]
["2023-06-06T16:44:55.024","2023-06-06",7510,"ДТПL025-0100.630",null,"Преобразователь термоэлектрический ДТПL025-0100.630",1315,1578,"Под заказ","ДТПL","4",280,0,1,9025900008,"Производимый",24]
["2023-06-06T16:44:55.024","2023-06-06",18860,"ДТПL025-0100.700",null,"Преобразователь термоэлектрический ДТПL025-0100.700",1315,1578,"Под заказ","ДТПL","4",280,0,1,9025900008,"Производимый",24]
["2023-06-06T16:44:55.024","2023-06-06",8141,"ДТПL025-0100.80",null,"Преобразователь термоэлектрический ДТПL025-0100.80",1070,1284,"Под заказ","ДТПL","4",280,0,1,9025900008,"Производимый",24]
["2023-06-06T16:44:55.024","2023-06-06",7147,"ДТПL025-0100.800",null,"Преобразователь термоэлектрический ДТПL025-0100.800",1315,1578,"Под заказ","ДТПL","4",280,0,1,9025900008,"Производимый",24]
["2023-06-06T16:44:55.024","2023-06-06",18480,"ДТПL025-0110.100",null,"Преобразователь термоэлектрический ДТПL025-0110.100",2240,2688,"Под заказ","ДТПL","4",660,0,1,9025900008,"Производимый",24]
["2023-06-06T16:44:55.024","2023-06-06",16360,"ДТПL025-0110.1000",null,"Преобразователь термоэлектрический ДТПL025-0110.1000",3210,3852,"Под заказ","ДТПL","4",179,0,1,9025900008,"Производимый",24]
["2023-06-06T16:44:55.024","2023-06-06",76406,"ДТПL025-0110.120",null,"Преобразователь термоэлектрический ДТПL025-0110.120",2240,2688,"Под заказ","ДТПL","4",566,0,1,9025900008,"Производимый",24]
["2023-06-06T16:44:55.024","2023-06-06",16824,"ДТПL025-0110.1250",null,"Преобразователь термоэлектрический ДТПL025-0110.1250",3210,3852,"Под заказ","ДТПL","4",144,0,1,9025900008,"Производимый",24]
["2023-06-06T16:44:55.024","2023-06-06",76109,"ДТПL025-0110.140",null,"Преобразователь термоэлектрический ДТПL025-0110.140",2240,2688,"Под заказ","ДТПL","4",495,0,1,9025900008,"Производимый",24]
["2023-06-06T16:44:55.024","2023-06-06",39639,"ДТПL025-0110.1400",null,"Преобразователь термоэлектрический ДТПL025-0110.1400",3855,4626,"Под заказ","ДТПL","По запросу",1,0,1,9025900008,"Производимый",24]
["2023-06-06T16:44:55.024","2023-06-06",51946,"ДТПL025-0110.1500",null,"Преобразователь термоэлектрический ДТПL025-0110.1500",3855,4626,"Под заказ","ДТПL","По запросу",1,0,1,9025900008,"Производимый",24]
["2023-06-06T16:44:55.024","2023-06-06",20622,"ДТПL025-0110.160",null,"Преобразователь термоэлектрический ДТПL025-0110.160",2240,2688,"Под заказ","ДТПL","4",440,0,1,9025900008,"Производимый",24]
["2023-06-06T16:44:55.024","2023-06-06",18561,"ДТПL025-0110.1600",null,"Преобразователь термоэлектрический ДТПL025-0110.1600",3855,4626,"Под заказ","ДТПL","4",113,0,1,9025900008,"Производимый",24]
["2023-06-06T16:44:55.024","2023-06-06",18164,"ДТПL025-0110.200",null,"Преобразователь термоэлектрический ДТПL025-0110.200",2240,2688,"Под заказ","ДТПL","4",360,0,1,9025900008,"Производимый",24]
["2023-06-06T16:44:55.024","2023-06-06",18203,"ДТПL025-0110.2000",null,"Преобразователь термоэлектрический ДТПL025-0110.2000",3855,4626,"Под заказ","ДТПL","4",90,0,1,9025900008,"Производимый",24]
["2023-06-06T16:44:55.024","2023-06-06",18631,"ДТПL025-0110.250",null,"Преобразователь термоэлектрический ДТПL025-0110.250",2380,2856,"Под заказ","ДТПL","4",293,0,1,9025900008,"Производимый",24]
["2023-06-06T16:44:55.024","2023-06-06",41844,"ДТПL025-0110.300",null,"Преобразователь термоэлектрический ДТПL025-0110.300",2380,2856,"Под заказ","ДТПL","4",248,0,1,9025900008,"Производимый",24]
["2023-06-06T16:44:55.024","2023-06-06",18204,"ДТПL025-0110.320",null,"Преобразователь термоэлектрический ДТПL025-0110.320",2380,2856,"Под заказ","ДТПL","4",233,0,1,9025900008,"Производимый",24]
["2023-06-06T16:44:55.024","2023-06-06",16595,"ДТПL025-0110.400",null,"Преобразователь термоэлектрический ДТПL025-0110.400",2380,2856,"Под заказ","ДТПL","4",189,0,1,9025900008,"Производимый",24]
["2023-06-06T16:44:55.024","2023-06-06",16313,"ДТПL025-0110.450",null,"Преобразователь термоэлектрический ДТПL025-0110.450",2380,2856,"Под заказ","ДТПL","По запросу",1,0,1,9025900008,"Производимый",24]
["2023-06-06T16:44:55.024","2023-06-06",16583,"ДТПL025-0110.500",null,"Преобразователь термоэлектрический ДТПL025-0110.500",2380,2856,"Под заказ","ДТПL","4",351,0,1,9025900008,"Производимый",24]
["2023-06-06T16:44:55.024","2023-06-06",44927,"ДТПL025-0110.60",null,"Преобразователь термоэлектрический ДТПL025-0110.60",2240,2688,"Под заказ","ДТПL","4",833,0,1,9025900008,"Производимый",24]
["2023-06-06T16:44:55.024","2023-06-06",36713,"ДТПL025-0110.630",null,"Преобразователь термоэлектрический ДТПL025-0110.630",2700,3240,"Под заказ","ДТПL","4",281,0,1,9025900008,"Производимый",24]
["2023-06-06T16:44:55.024","2023-06-06",97695,"ДТПL025-0110.80",null,"Преобразователь термоэлектрический ДТПL025-0110.80",2240,2688,"Под заказ","ДТПL","По запросу",1,0,1,9025900008,"Производимый",24]
["2023-06-06T16:44:55.024","2023-06-06",39908,"ДТПL025-0110.800",null,"Преобразователь термоэлектрический ДТПL025-0110.800",2700,3240,"Под заказ","ДТПL","4",222,0,1,9025900008,"Производимый",24]
["2023-06-06T16:44:55.024","2023-06-06",19821,"ДТПL025-0111.1000",null,"Преобразователь термоэлектрический ДТПL025-0111.1000",5065,6078,"Под заказ","ДТПL","4",61,0,1,9025900008,"Производимый",24]
["2023-06-06T16:44:55.024","2023-06-06",41919,"ДТПL025-0111.200",null,"Преобразователь термоэлектрический ДТПL025-0111.200",4180,5016,"Под заказ","ДТПL","По запросу",1,0,1,9025900008,"Производимый",24]
["2023-06-06T16:44:55.024","2023-06-06",121564,"ДТПL025-0111.300",null,"Преобразователь термоэлектрический ДТПL025-0111.300",4275,5130,"Под заказ","ДТПL","4",196,0,1,9025900008,"Производимый",24]
["2023-06-06T16:44:55.024","2023-06-06",44463,"ДТПL025-0111.500",null,"Преобразователь термоэлектрический ДТПL025-0111.500",4275,5130,"Под заказ","ДТПL","По запросу",1,0,1,9025900008,"Производимый",24]
["2023-06-06T16:44:55.024","2023-06-06",44359,"ДТПL025-0111.600",null,"Преобразователь термоэлектрический ДТПL025-0111.600",4695,5634,"Под заказ","ДТПL","По запросу",1,0,1,9025900008,"Производимый",24]
["2023-06-06T16:44:55.024","2023-06-06",15814,"ДТПL025-0111.800",null,"Преобразователь термоэлектрический ДТПL025-0111.800",4695,5634,"Под заказ","ДТПL","По запросу",1,0,1,9025900008,"Производимый",24]
["2023-06-06T16:44:55.024","2023-06-06",44175,"ДТПL025-0200.1000",null,"Преобразователь термоэлектрический ДТПL025-0200.1000",2185,2622,"Под заказ","ДТПL","По запросу",1,0,1,9025900008,"Производимый",24]
["2023-06-06T16:44:55.024","2023-06-06",51528,"ДТПL025-0200.1200",null,"Преобразователь термоэлектрический ДТПL025-0200.1200",2185,2622,"Под заказ","ДТПL","По запросу",1,0,1,9025900008,"Производимый",24]
["2023-06-06T16:44:55.024","2023-06-06",50792,"ДТПL025-0200.1250",null,"Преобразователь термоэлектрический ДТПL025-0200.1250",2185,2622,"Под заказ","ДТПL","4",80,0,1,9025900008,"Производимый",24]
["2023-06-06T16:44:55.024","2023-06-06",71087,"ДТПL025-0200.160",null,"Преобразователь термоэлектрический ДТПL025-0200.160",1295,1554,"Под заказ","ДТПL","4",80,0,1,9025900008,"Производимый",24]
["2023-06-06T16:44:55.024","2023-06-06",44313,"ДТПL025-0200.1600",null,"Преобразователь термоэлектрический ДТПL025-0200.1600",3630,4356,"Под заказ","ДТПL","4",75,0,1,9025900008,"Производимый",24]
["2023-06-06T16:44:55.024","2023-06-06",61981,"ДТПL025-0200.200",null,"Преобразователь термоэлектрический ДТПL025-0200.200",1295,1554,"Под заказ","ДТПL","4",80,0,1,9025900008,"Производимый",24]
["2023-06-06T16:44:55.024","2023-06-06",41031,"ДТПL025-0200.2000",null,"Преобразователь термоэлектрический ДТПL025-0200.2000",3630,4356,"Под заказ","ДТПL","4",60,0,1,9025900008,"Производимый",24]
["2023-06-06T16:44:55.024","2023-06-06",10906,"ДТПL025-0200.250",null,"Преобразователь термоэлектрический ДТПL025-0200.250",1465,1758,"Под заказ","ДТПL","4",80,0,1,9025900008,"Производимый",24]
["2023-06-06T16:44:55.024","2023-06-06",20643,"ДТПL025-0200.320",null,"Преобразователь термоэлектрический ДТПL025-0200.320",1465,1758,"Под заказ","ДТПL","По запросу",1,0,1,9025900008,"Производимый",24]
["2023-06-06T16:44:55.024","2023-06-06",47343,"ДТПL025-0200.400",null,"Преобразователь термоэлектрический ДТПL025-0200.400",1465,1758,"Под заказ","ДТПL","4",80,0,1,9025900008,"Производимый",24]
["2023-06-06T16:44:55.024","2023-06-06",74685,"ДТПL025-0200.500",null,"Преобразователь термоэлектрический ДТПL025-0200.500",1465,1758,"Под заказ","ДТПL","4",80,0,1,9025900008,"Производимый",24]
["2023-06-06T16:44:55.024","2023-06-06",30443,"ДТПL025-0200.600",null,"Преобразователь термоэлектрический ДТПL025-0200.600",1575,1890,"Под заказ","ДТПL","По запросу",1,0,1,9025900008,"Производимый",24]
["2023-06-06T16:44:55.024","2023-06-06",46270,"ДТПL025-0200.630",null,"Преобразователь термоэлектрический ДТПL025-0200.630",1575,1890,"Под заказ","ДТПL","4",80,0,1,9025900008,"Производимый",24]
["2023-06-06T16:44:55.024","2023-06-06",84479,"ДТПL025-0200.80",null,"Преобразователь термоэлектрический ДТПL025-0200.80",1295,1554,"Под заказ","ДТПL","4",80,0,1,9025900008,"Производимый",24]
["2023-06-06T16:44:55.024","2023-06-06",10975,"ДТПL025-0200.800",null,"Преобразователь термоэлектрический ДТПL025-0200.800",1575,1890,"Под заказ","ДТПL","4",144,0,1,9025900008,"Производимый",24]
["2023-06-06T16:44:55.024","2023-06-06",45250,"ДТПL025-0210.1000",null,"Преобразователь термоэлектрический ДТПL025-0210.1000",3855,4626,"Под заказ","ДТПL","По запросу",1,0,1,9025900008,"Производимый",24]
["2023-06-06T16:44:55.024","2023-06-06",96991,"ДТПL025-0210.180",null,"Преобразователь термоэлектрический ДТПL025-0210.180",2690,3228,"Под заказ","ДТПL","4",180,0,1,9025900008,"Производимый",24]
["2023-06-06T16:44:55.024","2023-06-06",41346,"ДТПL025-0210.200",null,"Преобразователь термоэлектрический ДТПL025-0210.200",2690,3228,"Под заказ","ДТПL","По запросу",1,0,1,9025900008,"Производимый",24]
["2023-06-06T16:44:55.024","2023-06-06",96992,"ДТПL025-0210.250",null,"Преобразователь термоэлектрический ДТПL025-0210.250",2860,3432,"Под заказ","ДТПL","4",133,0,1,9025900008,"Производимый",24]
["2023-06-06T16:44:55.024","2023-06-06",125381,"ДТПL025-0210.320",null,"Преобразователь термоэлектрический ДТПL025-0210.320",2860,3432,"Под заказ","ДТПL","4",106,0,1,9025900008,"Производимый",24]
["2023-06-06T16:44:55.024","2023-06-06",77718,"ДТПL025-0210.630",null,"Преобразователь термоэлектрический ДТПL025-0210.630",3235,3882,"Под заказ","ДТПL","4",55,0,1,9025900008,"Производимый",24]
["2023-06-06T16:44:55.024","2023-06-06",45901,"ДТПL025-0210.800",null,"Преобразователь термоэлектрический ДТПL025-0210.800",3235,3882,"Под заказ","ДТПL","4",44,0,1,9025900008,"Производимый",24]
["2023-06-06T16:44:55.024","2023-06-06",43690,"ДТПL025-0211.1000",null,"Преобразователь термоэлектрический ДТПL025-0211.1000",6075,7290,"Под заказ","ДТПL","По запросу",1,0,1,9025900008,"Производимый",24]
["2023-06-06T16:44:55.024","2023-06-06",83051,"ДТПL025-0211.400",null,"Преобразователь термоэлектрический ДТПL025-0211.400",5140,6168,"Под заказ","ДТПL","По запросу",1,0,1,9025900008,"Производимый",24]
["2023-06-06T16:44:55.024","2023-06-06",128286,"ДТПL025-071Т.1000",null,"Преобразователь термоэлектрический ДТПL025-071Т.1000",5490,6588,"Под заказ","ДТПL","6",8,0,1,9025900008,"Производимый",24]
["2023-06-06T16:44:55.024","2023-06-06",104267,"ДТПL025-071Т.120",null,"Преобразователь термоэлектрический ДТПL025-071Т.120          ",3465,4158,"Под заказ","ДТПL","6",1,0,1,9025900008,"Производимый",24]
["2023-06-06T16:44:55.024","2023-06-06",112402,"ДТПL025-071Т.200",null,"Преобразователь термоэлектрический ДТПL025-071Т.200",3465,4158,"Под заказ","ДТПL","6",38,0,1,9025900008,"Производимый",24]
["2023-06-06T16:44:55.024","2023-06-06",104266,"ДТПL025-071Т.250",null,"Преобразователь термоэлектрический ДТПL025-071Т.250",4050,4860,"Под заказ","ДТПL","6",1,0,1,9025900008,"Производимый",24]
["2023-06-06T16:44:55.024","2023-06-06",135605,"ДТПL025-071Т.320",null,"Преобразователь термоэлектрический ДТПL025-071Т.320",4050,4860,"Под заказ","ДТПL","6",1,0,1,9025900008,"Производимый",24]
["2023-06-06T16:44:55.024","2023-06-06",107495,"ДТПL025-071Т.400",null,"Преобразователь термоэлектрический ДТПL025-071Т.400",4050,4860,"Под заказ","ДТПL","6",19,0,1,9025900008,"Производимый",24]
["2023-06-06T16:44:55.024","2023-06-06",107636,"ДТПL025-071Т.500",null,"Преобразователь термоэлектрический ДТПL025-071Т.500",4050,4860,"Под заказ","ДТПL","6",15,0,1,9025900008,"Производимый",24]
["2023-06-06T16:44:55.024","2023-06-06",112082,"ДТПL025-071Т.60",null,"Преобразователь термоэлектрический ДТПL025-071Т.60",3465,4158,"Под заказ","ДТПL","6",60,0,1,9025900008,"Производимый",24]
["2023-06-06T16:44:55.024","2023-06-06",126657,"ДТПL025-071Т.80",null,"Преобразователь термоэлектрический ДТПL025-071Т.80",3465,4158,"Под заказ","ДТПL","6",60,0,1,9025900008,"Производимый",24]
["2023-06-06T16:44:55.024","2023-06-06",111109,"ДТПL025-071Т.800",null,"Преобразователь термоэлектрический ДТПL025-071Т.800",4475,5370,"Под заказ","ДТПL","6",10,0,1,9025900008,"Производимый",24]
["2023-06-06T16:44:55.024","2023-06-06",55723,"ДТПL025-1000.250",null,"Преобразователь термоэлектрический ДТПL025-1000.250",1210,1452,"Под заказ","ДТПL","По запросу",1,0,1,9025900008,"Производимый",24]
["2023-06-06T16:44:55.024","2023-06-06",17590,"ДТПL025-1000.800",null,"Преобразователь термоэлектрический ДТПL025-1000.800",1315,1578,"Под заказ","ДТПL","По запросу",1,0,1,9025900008,"Производимый",24]
["2023-06-06T16:44:55.024","2023-06-06",37429,"ДТПL025-1100.100",null,"Преобразователь термоэлектрический ДТПL025-1100.100",1070,1284,"Под заказ","ДТПL","4",280,0,1,9025900008,"Производимый",24]
["2023-06-06T16:44:55.024","2023-06-06",110611,"ДТПL025-1100.160",null,"Преобразователь термоэлектрический ДТПL025-1100.160",1070,1284,"Под заказ","ДТПL","4",280,0,1,9025900008,"Производимый",24]
["2023-06-06T16:44:55.024","2023-06-06",17936,"ДТПL025-1100.250",null,"Преобразователь термоэлектрический ДТПL025-1100.250",1210,1452,"Под заказ","ДТПL","По запросу",1,0,1,9025900008,"Производимый",24]
["2023-06-06T16:44:55.024","2023-06-06",16843,"ДТПL025-1100.320",null,"Преобразователь термоэлектрический ДТПL025-1100.320",1210,1452,"Под заказ","ДТПL","4",280,0,1,9025900008,"Производимый",24]
["2023-06-06T16:44:55.024","2023-06-06",38834,"ДТПL025-1100.500",null,"Преобразователь термоэлектрический ДТПL025-1100.500",1210,1452,"Под заказ","ДТПL","4",280,0,1,9025900008,"Производимый",24]
["2023-06-06T16:44:55.024","2023-06-06",10349,"ДТПL025-1100.630",null,"Преобразователь термоэлектрический ДТПL025-1100.630",1315,1578,"Под заказ","ДТПL","По запросу",1,0,1,9025900008,"Производимый",24]
["2023-06-06T16:44:55.024","2023-06-06",69418,"ДТПL025-1110.1000",null,"Преобразователь термоэлектрический ДТПL025-1110.1000",3210,3852,"Под заказ","ДТПL","4",179,0,1,9025900008,"Производимый",24]
["2023-06-06T16:44:55.024","2023-06-06",39956,"ДТПL025-1110.1600",null,"Преобразователь термоэлектрический ДТПL025-1110.1600",3855,4626,"Под заказ","ДТПL","По запросу",1,0,1,9025900008,"Производимый",24]
["2023-06-06T16:44:55.024","2023-06-06",35354,"ДТПL025-1110.200",null,"Преобразователь термоэлектрический ДТПL025-1110.200",2240,2688,"Под заказ","ДТПL","4",360,0,1,9025900008,"Производимый",24]
["2023-06-06T16:44:55.024","2023-06-06",39955,"ДТПL025-1110.2000",null,"Преобразователь термоэлектрический ДТПL025-1110.2000",3855,4626,"Под заказ","ДТПL","По запросу",1,0,1,9025900008,"Производимый",24]
["2023-06-06T16:44:55.024","2023-06-06",55576,"ДТПL025-1110.250",null,"Преобразователь термоэлектрический ДТПL025-1110.250",2380,2856,"Под заказ","ДТПL","По запросу",1,0,1,9025900008,"Производимый",24]
["2023-06-06T16:44:55.024","2023-06-06",42768,"ДТПL025-1110.320",null,"Преобразователь термоэлектрический ДТПL025-1110.320",2380,2856,"Под заказ","ДТПL","4",233,0,1,9025900008,"Производимый",24]
["2023-06-06T16:44:55.024","2023-06-06",115908,"ДТПL025-1210.120",null,"Преобразователь термоэлектрический ДТПL025-1210.120",2690,3228,"Под заказ","ДТПL","4",257,0,1,9025900008,"Производимый",24]
["2023-06-06T16:44:55.024","2023-06-06",125311,"ДТПL025-1210.320",null,"Преобразователь термоэлектрический ДТПL025-1210.320",2860,3432,"Под заказ","ДТПL","По запросу",1,0,1,9025900008,"Производимый",24]
["2023-06-06T16:44:55.024","2023-06-06",46609,"ДТПL025Л-0100.1000",null,"Преобразователь термоэлектрический ДТПL025Л-0100.1000",1815,2178,"Под заказ","ДТПL","4",412,0,1,9025900008,"Производимый",24]
["2023-06-06T16:44:55.024","2023-06-06",44258,"ДТПL025Л-0100.1250",null,"Преобразователь термоэлектрический ДТПL025Л-0100.1250",1815,2178,"Под заказ","ДТПL","По запросу",1,0,1,9025900008,"Производимый",24]
["2023-06-06T16:44:55.024","2023-06-06",46610,"ДТПL025Л-0100.1500",null,"Преобразователь термоэлектрический ДТПL025Л-0100.1500",3025,3630,"Под заказ","ДТПL","По запросу",1,0,1,9025900008,"Производимый",24]
["2023-06-06T16:44:55.024","2023-06-06",53316,"ДТПL025Л-0100.1600",null,"Преобразователь термоэлектрический ДТПL025Л-0100.1600",3025,3630,"Под заказ","ДТПL","4",264,0,1,9025900008,"Производимый",24]
["2023-06-06T16:44:55.024","2023-06-06",61114,"ДТПL025Л-0100.200",null,"Преобразователь термоэлектрический ДТПL025Л-0100.200",1070,1284,"Под заказ","ДТПL","По запросу",1,0,1,9025900008,"Производимый",24]
["2023-06-06T16:44:55.024","2023-06-06",47743,"ДТПL025Л-0100.2000",null,"Преобразователь термоэлектрический ДТПL025Л-0100.2000",3025,3630,"Под заказ","ДТПL","По запросу",1,0,1,9025900008,"Производимый",24]
["2023-06-06T16:44:55.024","2023-06-06",44426,"ДТПL025Л-0100.250",null,"Преобразователь термоэлектрический ДТПL025Л-0100.250",1210,1452,"Под заказ","ДТПL","4",441,0,1,9025900008,"Производимый",24]
["2023-06-06T16:44:55.024","2023-06-06",50311,"ДТПL025Л-0100.320",null,"Преобразователь термоэлектрический ДТПL025Л-0100.320",1210,1452,"Под заказ","ДТПL","4",833,0,1,9025900008,"Производимый",24]
["2023-06-06T16:44:55.024","2023-06-06",46215,"ДТПL025Л-0100.400",null,"Преобразователь термоэлектрический ДТПL025Л-0100.400",1210,1452,"Под заказ","ДТПL","4",833,0,1,9025900008,"Производимый",24]
["2023-06-06T16:44:55.024","2023-06-06",46611,"ДТПL025Л-0100.450",null,"Преобразователь термоэлектрический ДТПL025Л-0100.450",1210,1452,"Под заказ","ДТПL","По запросу",1,0,1,9025900008,"Производимый",24]
["2023-06-06T16:44:55.024","2023-06-06",41248,"ДТПL025Л-0100.500",null,"Преобразователь термоэлектрический ДТПL025Л-0100.500",1210,1452,"Под заказ","ДТПL","4",774,0,1,9025900008,"Производимый",24]
["2023-06-06T16:44:55.024","2023-06-06",40699,"ДТПL025Л-0100.630",null,"Преобразователь термоэлектрический ДТПL025Л-0100.630",1315,1578,"Под заказ","ДТПL","4",630,0,1,9025900008,"Производимый",24]
["2023-06-06T16:44:55.024","2023-06-06",80388,"ДТПL025Л-0100.800",null,"Преобразователь термоэлектрический ДТПL025Л-0100.800",1315,1578,"Под заказ","ДТПL","4",507,0,1,9025900008,"Производимый",24]
["2023-06-06T16:44:55.024","2023-06-06",121521,"ДТПL025Л-0110.1250",null,"Преобразователь термоэлектрический ДТПL025Л-0110.1250",3210,3852,"Под заказ","ДТПL","По запросу",1,0,1,9025900008,"Производимый",24]
["2023-06-06T16:44:55.024","2023-06-06",111229,"ДТПL025Л-0110.200",null,"Преобразователь термоэлектрический ДТПL025Л-0110.200",2240,2688,"Под заказ","ДТПL","4",336,0,1,9025900008,"Производимый",24]
["2023-06-06T16:44:55.024","2023-06-06",117129,"ДТПL025Л-0110.250",null,"Преобразователь термоэлектрический ДТПL025Л-0110.250",2380,2856,"Под заказ","ДТПL","4",293,0,1,9025900008,"Производимый",24]
["2023-06-06T16:44:55.024","2023-06-06",105676,"ДТПL025Л-0110.320",null,"Преобразователь термоэлектрический ДТПL025Л-0110.320",2380,2856,"Под заказ","ДТПL","4",233,0,1,9025900008,"Производимый",24]
["2023-06-06T16:44:55.024","2023-06-06",68022,"ДТПL025Л-0110.500",null,"Преобразователь термоэлектрический ДТПL025Л-0110.500",2380,2856,"Под заказ","ДТПL","По запросу",1,0,1,9025900008,"Производимый",24]
["2023-06-06T16:44:55.024","2023-06-06",46963,"ДТПL025Л-0110.630",null,"Преобразователь термоэлектрический ДТПL025Л-0110.630",2700,3240,"Под заказ","ДТПL","По запросу",1,0,1,9025900008,"Производимый",24]
["2023-06-06T16:44:55.024","2023-06-06",80624,"ДТПL025Л-0110.800",null,"Преобразователь термоэлектрический ДТПL025Л-0110.800",2700,3240,"Под заказ","ДТПL","4",222,0,1,9025900008,"Производимый",24]
["2023-06-06T16:44:55.024","2023-06-06",87789,"ДТПL025Л-1000.1000",null,"Преобразователь термоэлектрический ДТПL025Л-1000.1000",1815,2178,"Под заказ","ДТПL","4",833,0,1,9025900008,"Производимый",24]
["2023-06-06T16:44:55.024","2023-06-06",133164,"ДТПL031-0,5/0,01/0,2",null,"Преобразователь термоэлектрический ДТПL031-0,5/0,01/0,2",627,752.4,"Под заказ","ДТПL","4",145,0,1,9025900008,"Производимый",24]
["2023-06-06T16:44:55.024","2023-06-06",121606,"ДТПL031-0,5/0,01/1",null,"Преобразователь термоэлектрический ДТПL031-0,5/0,01/1",867,1040.4000000000001,"Под заказ","ДТПL","4",145,0,1,9025900008,"Производимый",24]
["2023-06-06T16:44:55.024","2023-06-06",53009,"ДТПL031-0,5/0,01/1,5",null,"Преобразователь термоэлектрический ДТПL031-0,5/0,01/1,5",1017,1220.4000000000001,"Под заказ","ДТПL","4",145,0,1,9025900008,"Производимый",24]
["2023-06-06T16:44:55.024","2023-06-06",62576,"ДТПL031-0,5/0,01/4",null,"Преобразователь термоэлектрический ДТПL031-0,5/0,01/4",1767,2120.4,"Под заказ","ДТПL","4",145,0,1,9025900008,"Производимый",24]
["2023-06-06T16:44:55.024","2023-06-06",16554,"ДТПL031-0,5/0,02/0,3",null,"Преобразователь термоэлектрический ДТПL031-0,5/0,02/0,3",668,801.6,"Под заказ","ДТПL","4",145,0,1,9025900008,"Производимый",24]
["2023-06-06T16:44:55.024","2023-06-06",38002,"ДТПL031-0,5/0,02/1",null,"Преобразователь термоэлектрический ДТПL031-0,5/0,02/1",878,1053.5999999999999,"Под заказ","ДТПL","По запросу",1,0,1,9025900008,"Производимый",24]
["2023-06-06T16:44:55.024","2023-06-06",133174,"ДТПL031-0,5/0,02/2,5",null,"Преобразователь термоэлектрический ДТПL031-0,5/0,02/2,5",1328,1593.6,"Под заказ","ДТПL","4",1,0,1,9025900008,"Производимый",24]
["2023-06-06T16:44:55.024","2023-06-06",86897,"ДТПL031-0,5/0,03/0,5",null,"Преобразователь термоэлектрический ДТПL031-0,5/0,03/0,5",740,888,"Под заказ","ДТПL","4",145,0,1,9025900008,"Производимый",24]
["2023-06-06T16:44:55.024","2023-06-06",56203,"ДТПL031-0,5/0,03/1,5",null,"Преобразователь термоэлектрический ДТПL031-0,5/0,03/1,5",1040,1248,"Под заказ","ДТПL","4",145,0,1,9025900008,"Производимый",24]
["2023-06-06T16:44:55.024","2023-06-06",84317,"ДТПL031-0,5/0,03/2",null,"Преобразователь термоэлектрический ДТПL031-0,5/0,03/2",1190,1428,"Под заказ","ДТПL","4",145,0,1,9025900008,"Производимый",24]
["2023-06-06T16:44:55.024","2023-06-06",49279,"ДТПL031-0,5/0,04/1",null,"Преобразователь термоэлектрический ДТПL031-0,5/0,04/1",901,1081.2,"Под заказ","ДТПL","4",1,0,1,9025900008,"Производимый",24]
["2023-06-06T16:44:55.024","2023-06-06",84320,"ДТПL031-0,5/0,04/2",null,"Преобразователь термоэлектрический ДТПL031-0,5/0,04/2",1201,1441.2,"Под заказ","ДТПL","4",145,0,1,9025900008,"Производимый",24]
["2023-06-06T16:44:55.024","2023-06-06",85530,"ДТПL031-0,5/0,05/0,25",null,"Преобразователь термоэлектрический ДТПL031-0,5/0,05/0,25",687,824.4,"Под заказ","ДТПL","4",145,0,1,9025900008,"Производимый",24]
["2023-06-06T16:44:55.024","2023-06-06",106676,"ДТПL031-0,5/0,05/0,7",null,"Преобразователь термоэлектрический ДТПL031-0,5/0,05/0,7",822,986.4,"Под заказ","ДТПL","4",145,0,1,9025900008,"Производимый",24]
["2023-06-06T16:44:55.024","2023-06-06",44171,"ДТПL031-0,5/0,05/1",null,"Преобразователь термоэлектрический ДТПL031-0,5/0,05/1",912,1094.4000000000001,"Под заказ","ДТПL","4",145,0,1,9025900008,"Производимый",24]
["2023-06-06T16:44:55.024","2023-06-06",22035,"ДТПL031-0,5/0,05/1,5",null,"Преобразователь термоэлектрический ДТПL031-0,5/0,05/1,5",1062,1274.4000000000001,"Под заказ","ДТПL","По запросу",1,0,1,9025900008,"Производимый",24]
["2023-06-06T16:44:55.024","2023-06-06",104177,"ДТПL031-0,5/0,05/10",null,"Преобразователь термоэлектрический ДТПL031-0,5/0,05/10",3612,4334.3999999999996,"Под заказ","ДТПL","4",145,0,1,9025900008,"Производимый",24]
["2023-06-06T16:44:55.024","2023-06-06",18963,"ДТПL031-0,5/0,05/2",null,"Преобразователь термоэлектрический ДТПL031-0,5/0,05/2",1212,1454.4,"Под заказ","ДТПL","4",145,0,1,9025900008,"Производимый",24]
["2023-06-06T16:44:55.024","2023-06-06",68087,"ДТПL031-0,5/0,05/5",null,"Преобразователь термоэлектрический ДТПL031-0,5/0,05/5",2112,2534.4,"Под заказ","ДТПL","4",145,0,1,9025900008,"Производимый",24]
["2023-06-06T16:44:55.024","2023-06-06",131942,"ДТПL031-0,5/0,07/3",null,"Преобразователь термоэлектрический ДТПL031-0,5/0,07/3",1535,1842,"Под заказ","ДТПL","По запросу",1,0,1,9025900008,"Производимый",24]
["2023-06-06T16:44:55.024","2023-06-06",84319,"ДТПL031-0,5/0,09/2",null,"Преобразователь термоэлектрический ДТПL031-0,5/0,09/2",1258,1509.6,"Под заказ","ДТПL","4",145,0,1,9025900008,"Производимый",24]
["2023-06-06T16:44:55.024","2023-06-06",128805,"ДТПL031-0,5/0,09/5",null,"Преобразователь термоэлектрический ДТПL031-0,5/0,09/5",2158,2589.6,"Под заказ","ДТПL","4",145,0,1,9025900008,"Производимый",24]
["2023-06-06T16:44:55.024","2023-06-06",41281,"ДТПL031-0,5/0,1/0,2",null,"Преобразователь термоэлектрический ДТПL031-0,5/0,1/0,2",729,874.8,"Под заказ","ДТПL","По запросу",1,0,1,9025900008,"Производимый",24]
["2023-06-06T16:44:55.024","2023-06-06",60346,"ДТПL031-0,5/0,1/0,5",null,"Преобразователь термоэлектрический ДТПL031-0,5/0,1/0,5",819,982.8,"Под заказ","ДТПL","4",1,0,1,9025900008,"Производимый",24]
["2023-06-06T16:44:55.024","2023-06-06",45709,"ДТПL031-0,5/0,1/2",null,"Преобразователь термоэлектрический ДТПL031-0,5/0,1/2",1269,1522.8,"Под заказ","ДТПL","4",145,0,1,9025900008,"Производимый",24]
["2023-06-06T16:44:55.024","2023-06-06",84318,"ДТПL031-0,5/0,11/2",null,"Преобразователь термоэлектрический ДТПL031-0,5/0,11/2",1281,1537.2,"Под заказ","ДТПL","4",145,0,1,9025900008,"Производимый",24]
["2023-06-06T16:44:55.024","2023-06-06",53949,"ДТПL031-0,5/0,13/0,15",null,"Преобразователь термоэлектрический ДТПL031-0,5/0,13/0,15",749,898.8,"Под заказ","ДТПL","По запросу",1,0,1,9025900008,"Производимый",24]
["2023-06-06T16:44:55.024","2023-06-06",61989,"ДТПL031-0,5/0,15/0,2",null,"Преобразователь термоэлектрический ДТПL031-0,5/0,15/0,2",786,943.2,"Под заказ","ДТПL","По запросу",1,0,1,9025900008,"Производимый",24]
["2023-06-06T16:44:55.024","2023-06-06",20940,"ДТПL031-0,5/0,15/0,35",null,"Преобразователь термоэлектрический ДТПL031-0,5/0,15/0,35",831,997.2,"Под заказ","ДТПL","По запросу",1,0,1,9025900008,"Производимый",24]
["2023-06-06T16:44:55.024","2023-06-06",110400,"ДТПL031-0,5/0,15/0,5",null,"Преобразователь термоэлектрический ДТПL031-0,5/0,15/0,5",876,1051.2,"Под заказ","ДТПL","4",145,0,1,9025900008,"Производимый",24]
["2023-06-06T16:44:55.024","2023-06-06",18289,"ДТПL031-0,5/0,15/1,5",null,"Преобразователь термоэлектрический ДТПL031-0,5/0,15/1,5",1176,1411.2,"Под заказ","ДТПL","4",145,0,1,9025900008,"Производимый",24]
["2023-06-06T16:44:55.024","2023-06-06",109411,"ДТПL031-0,5/0,15/2",null,"Преобразователь термоэлектрический ДТПL031-0,5/0,15/2",1326,1591.2,"Под заказ","ДТПL","4",145,0,1,9025900008,"Производимый",24]
["2023-06-06T16:44:55.024","2023-06-06",82921,"ДТПL031-0,5/0,15/2,5",null,"Преобразователь термоэлектрический ДТПL031-0,5/0,15/2,5",1476,1771.2,"Под заказ","ДТПL","По запросу",1,0,1,9025900008,"Производимый",24]
["2023-06-06T16:44:55.024","2023-06-06",127851,"ДТПL031-0,5/0,17/1",null,"Преобразователь термоэлектрический ДТПL031-0,5/0,17/1",1049,1258.8,"Под заказ","ДТПL","4",145,0,1,9025900008,"Производимый",24]
["2023-06-06T16:44:55.024","2023-06-06",130768,"ДТПL031-0,5/0,17/2",null,"Преобразователь термоэлектрический ДТПL031-0,5/0,17/2",1349,1618.8,"Под заказ","ДТПL","4",145,0,1,9025900008,"Производимый",24]
["2023-06-06T16:44:55.024","2023-06-06",53950,"ДТПL031-0,5/0,18/0,23",null,"Преобразователь термоэлектрический ДТПL031-0,5/0,18/0,23",830,996,"Под заказ","ДТПL","По запросу",1,0,1,9025900008,"Производимый",24]
["2023-06-06T16:44:55.024","2023-06-06",81459,"ДТПL031-0,5/0,18/0,5",null,"Преобразователь термоэлектрический ДТПL031-0,5/0,18/0,5",911,1093.2,"Под заказ","ДТПL","По запросу",1,0,1,9025900008,"Производимый",24]
["2023-06-06T16:44:55.024","2023-06-06",73583,"ДТПL031-0,5/0,2/0,1",null,"Преобразователь термоэлектрический ДТПL031-0,5/0,2/0,1",813,975.6,"Под заказ","ДТПL","4",145,0,1,9025900008,"Производимый",24]
["2023-06-06T16:44:55.024","2023-06-06",117534,"ДТПL031-0,5/0,2/0,4",null,"Преобразователь термоэлектрический ДТПL031-0,5/0,2/0,4",903,1083.5999999999999,"Под заказ","ДТПL","4",145,0,1,9025900008,"Производимый",24]
["2023-06-06T16:44:55.024","2023-06-06",64359,"ДТПL031-0,5/0,2/0,5",null,"Преобразователь термоэлектрический ДТПL031-0,5/0,2/0,5",933,1119.5999999999999,"Под заказ","ДТПL","4",145,0,1,9025900008,"Производимый",24]
["2023-06-06T16:44:55.024","2023-06-06",83407,"ДТПL031-0,5/0,2/0,7",null,"Преобразователь термоэлектрический ДТПL031-0,5/0,2/0,7",993,1191.5999999999999,"Под заказ","ДТПL","4",145,0,1,9025900008,"Производимый",24]
["2023-06-06T16:44:55.024","2023-06-06",41715,"ДТПL031-0,5/0,2/1",null,"Преобразователь термоэлектрический ДТПL031-0,5/0,2/1",1083,1299.5999999999999,"Под заказ","ДТПL","4",145,0,1,9025900008,"Производимый",24]
["2023-06-06T16:44:55.024","2023-06-06",93831,"ДТПL031-0,5/0,2/10",null,"Преобразователь термоэлектрический ДТПL031-0,5/0,2/10 ",3783,4539.6000000000004,"Под заказ","ДТПL","4",145,0,1,9025900008,"Производимый",24]
["2023-06-06T16:44:55.024","2023-06-06",69894,"ДТПL031-0,5/0,2/2",null,"Преобразователь термоэлектрический ДТПL031-0,5/0,2/2",1383,1659.6,"Под заказ","ДТПL","4",145,0,1,9025900008,"Производимый",24]
["2023-06-06T16:44:55.024","2023-06-06",77159,"ДТПL031-0,5/0,2/2,5",null,"Преобразователь термоэлектрический ДТПL031-0,5/0,2/2,5",1533,1839.6,"Под заказ","ДТПL","4",145,0,1,9025900008,"Производимый",24]
["2023-06-06T16:44:55.024","2023-06-06",89282,"ДТПL031-0,5/0,2/20",null,"Преобразователь термоэлектрический ДТПL031-0,5/0,2/20",6783,8139.6,"Под заказ","ДТПL","4",99,0,1,9025900008,"Производимый",24]
["2023-06-06T16:44:55.024","2023-06-06",56347,"ДТПL031-0,5/0,2/3",null,"Преобразователь термоэлектрический ДТПL031-0,5/0,2/3",1683,2019.6,"Под заказ","ДТПL","4",145,0,1,9025900008,"Производимый",24]
["2023-06-06T16:44:55.024","2023-06-06",132607,"ДТПL031-0,5/0,2/4",null,"Преобразователь термоэлектрический ДТПL031-0,5/0,2/4",1983,2379.6,"Под заказ","ДТПL","4",145,0,1,9025900008,"Производимый",24]
["2023-06-06T16:44:55.024","2023-06-06",65100,"ДТПL031-0,5/0,2/5",null,"Преобразователь термоэлектрический ДТПL031-0,5/0,2/5",2283,2739.6,"Под заказ","ДТПL","4",1,0,1,9025900008,"Производимый",24]
["2023-06-06T16:44:55.024","2023-06-06",107087,"ДТПL031-0,5/0,2/6",null,"Преобразователь термоэлектрический ДТПL031-0,5/0,2/6",2583,3099.6,"Под заказ","ДТПL","4",145,0,1,9025900008,"Производимый",24]
["2023-06-06T16:44:55.024","2023-06-06",132608,"ДТПL031-0,5/0,2/9",null,"Преобразователь термоэлектрический ДТПL031-0,5/0,2/9",3483,4179.6000000000004,"Под заказ","ДТПL","4",145,0,1,9025900008,"Производимый",24]
["2023-06-06T16:44:55.024","2023-06-06",106147,"ДТПL031-0,5/0,25/0,25",null,"Преобразователь термоэлектрический ДТПL031-0,5/0,25/0,25",915,1098,"Под заказ","ДТПL","4",145,0,1,9025900008,"Производимый",24]
["2023-06-06T16:44:55.024","2023-06-06",109412,"ДТПL031-0,5/0,25/2",null,"Преобразователь термоэлектрический ДТПL031-0,5/0,25/2",1440,1728,"Под заказ","ДТПL","По запросу",1,0,1,9025900008,"Производимый",24]
["2023-06-06T16:44:55.024","2023-06-06",41280,"ДТПL031-0,5/0,3/1,3",null,"Преобразователь термоэлектрический ДТПL031-0,5/0,3/1,3",1287,1544.4,"Под заказ","ДТПL","4",145,0,1,9025900008,"Производимый",24]
["2023-06-06T16:44:55.024","2023-06-06",88853,"ДТПL031-0,5/0,3/10",null,"Преобразователь термоэлектрический ДТПL031-0,5/0,3/10",3897,4676.3999999999996,"Под заказ","ДТПL","4",145,0,1,9025900008,"Производимый",24]
["2023-06-06T16:44:55.024","2023-06-06",88852,"ДТПL031-0,5/0,3/12",null,"Преобразователь термоэлектрический ДТПL031-0,5/0,3/12",4497,5396.4,"Под заказ","ДТПL","4",145,0,1,9025900008,"Производимый",24]
["2023-06-06T16:44:55.024","2023-06-06",94126,"ДТПL031-0,5/0,3/15",null,"Преобразователь термоэлектрический ДТПL031-0,5/0,3/15",5397,6476.4,"Под заказ","ДТПL","4",130,0,1,9025900008,"Производимый",24]
["2023-06-06T16:44:55.024","2023-06-06",88851,"ДТПL031-0,5/0,3/17",null,"Преобразователь термоэлектрический ДТПL031-0,5/0,3/17",5997,7196.4,"Под заказ","ДТПL","4",115,0,1,9025900008,"Производимый",24]
["2023-06-06T16:44:55.024","2023-06-06",52043,"ДТПL031-0,5/0,3/3",null,"Преобразователь термоэлектрический ДТПL031-0,5/0,3/3",1797,2156.4,"Под заказ","ДТПL","4",145,0,1,9025900008,"Производимый",24]
["2023-06-06T16:44:55.024","2023-06-06",31743,"ДТПL031-0,5/0,3/5",null,"Преобразователь термоэлектрический ДТПL031-0,5/0,3/5",2397,2876.4,"Под заказ","ДТПL","По запросу",1,0,1,9025900008,"Производимый",24]
["2023-06-06T16:44:55.024","2023-06-06",106153,"ДТПL031-0,5/0,35/3",null,"Преобразователь термоэлектрический ДТПL031-0,5/0,35/3",1854,2224.8000000000002,"Под заказ","ДТПL","4",145,0,1,9025900008,"Производимый",24]
["2023-06-06T16:44:55.024","2023-06-06",62071,"ДТПL031-0,5/0,5/0,5",null,"Преобразователь термоэлектрический ДТПL031-0,5/0,5/0,5",1275,1530,"Под заказ","ДТПL","4",1,0,1,9025900008,"Производимый",24]
["2023-06-06T16:44:55.024","2023-06-06",42214,"ДТПL031-0,5/0,5/1,5",null,"Преобразователь термоэлектрический ДТПL031-0,5/0,5/1,5",1575,1890,"Под заказ","ДТПL","4",145,0,1,9025900008,"Производимый",24]
["2023-06-06T16:44:55.024","2023-06-06",45674,"ДТПL031-0,5/0,5/15",null,"Преобразователь термоэлектрический ДТПL031-0,5/0,5/15",5625,6750,"Под заказ","ДТПL","По запросу",1,0,1,9025900008,"Производимый",24]
["2023-06-06T16:44:55.024","2023-06-06",42390,"ДТПL031-0,5/0,5/2",null,"Преобразователь термоэлектрический ДТПL031-0,5/0,5/2",1725,2070,"Под заказ","ДТПL","4",145,0,1,9025900008,"Производимый",24]
["2023-06-06T16:44:55.024","2023-06-06",45123,"ДТПL031-0,5/0,5/2,5",null,"Преобразователь термоэлектрический ДТПL031-0,5/0,5/2,5",1875,2250,"Под заказ","ДТПL","По запросу",1,0,1,9025900008,"Производимый",24]
["2023-06-06T16:44:55.024","2023-06-06",42806,"ДТПL031-0,5/0,5/5",null,"Преобразователь термоэлектрический ДТПL031-0,5/0,5/5",2625,3150,"Под заказ","ДТПL","4",1,0,1,9025900008,"Производимый",24]
["2023-06-06T16:44:55.024","2023-06-06",60254,"ДТПL031-0,5/0,6/3",null,"Преобразователь термоэлектрический ДТПL031-0,5/0,6/3",2139,2566.8000000000002,"Под заказ","ДТПL","По запросу",1,0,1,9025900008,"Производимый",24]
["2023-06-06T16:44:55.024","2023-06-06",132030,"ДТПL031-0,5/0,7/3",null,"Преобразователь термоэлектрический ДТПL031-0,5/0,7/3",2253,2703.6,"Под заказ","ДТПL","4",145,0,1,9025900008,"Производимый",24]
["2023-06-06T16:44:55.024","2023-06-06",107712,"ДТПL031-0,5/0,7/5",null,"Преобразователь термоэлектрический ДТПL031-0,5/0,7/5",2853,3423.6,"Под заказ","ДТПL","По запросу",1,0,1,9025900008,"Производимый",24]
["2023-06-06T16:44:55.024","2023-06-06",107705,"ДТПL031-0,5/0,7/6",null,"Преобразователь термоэлектрический ДТПL031-0,5/0,7/6",3153,3783.6,"Под заказ","ДТПL","4",145,0,1,9025900008,"Производимый",24]
["2023-06-06T16:44:55.024","2023-06-06",100835,"ДТПL031-0,5/1,0/0,5",null,"Преобразователь термоэлектрический ДТПL031-0,5/1,0/0,5",1845,2214,"Под заказ","ДТПL","4",145,0,1,9025900008,"Производимый",24]
["2023-06-06T16:44:55.024","2023-06-06",48813,"ДТПL031-0,5/1,0/4",null,"Преобразователь термоэлектрический ДТПL031-0,5/1,0/4",2895,3474,"Под заказ","ДТПL","По запросу",1,0,1,9025900008,"Производимый",24]
["2023-06-06T16:44:55.024","2023-06-06",55186,"ДТПL031-0,5/1,5/0,2",null,"Преобразователь термоэлектрический ДТПL031-0,5/1,5/0,2",2325,2790,"Под заказ","ДТПL","По запросу",1,0,1,9025900008,"Производимый",24]
["2023-06-06T16:44:55.024","2023-06-06",30325,"ДТПL031-0,5/1,5/0,5",null,"Преобразователь термоэлектрический ДТПL031-0,5/1,5/0,5",2415,2898,"Под заказ","ДТПL","По запросу",1,0,1,9025900008,"Производимый",24]
["2023-06-06T16:44:55.024","2023-06-06",20135,"ДТПL031-0,5/1,5/1",null,"Преобразователь термоэлектрический ДТПL031-0,5/1,5/1",2565,3078,"Под заказ","ДТПL","По запросу",1,0,1,9025900008,"Производимый",24]
["2023-06-06T16:44:55.024","2023-06-06",45115,"ДТПL031-0,5/1,5/1,3",null,"Преобразователь термоэлектрический ДТПL031-0,5/1,5/1,3",2655,3186,"Под заказ","ДТПL","По запросу",1,0,1,9025900008,"Производимый",24]
["2023-06-06T16:44:55.024","2023-06-06",37867,"ДТПL031-0,5/1,5/2",null,"Преобразователь термоэлектрический ДТПL031-0,5/1,5/2",2865,3438,"Под заказ","ДТПL","По запросу",1,0,1,9025900008,"Производимый",24]
["2023-06-06T16:44:55.024","2023-06-06",31289,"ДТПL031-0,5/1,5/3",null,"Преобразователь термоэлектрический ДТПL031-0,5/1,5/3",3165,3798,"Под заказ","ДТПL","По запросу",1,0,1,9025900008,"Производимый",24]
["2023-06-06T16:44:55.024","2023-06-06",36085,"ДТПL031-0,5/1,5/5",null,"Преобразователь термоэлектрический ДТПL031-0,5/1,5/5",3765,4518,"Под заказ","ДТПL","4",1,0,1,9025900008,"Производимый",24]
["2023-06-06T16:44:55.024","2023-06-06",53613,"ДТПL031-0,5/2/0,5",null,"Преобразователь термоэлектрический ДТПL031-0,5/2/0,5",2985,3582,"Под заказ","ДТПL","По запросу",1,0,1,9025900008,"Производимый",24]
["2023-06-06T16:44:55.024","2023-06-06",106677,"ДТПL031-0,7/0,05/0,7",null,"Преобразователь термоэлектрический ДТПL031-0,7/0,05/0,7",864,1036.8,"Под заказ","ДТПL","4",145,0,1,9025900008,"Производимый",24]
["2023-06-06T16:44:55.024","2023-06-06",121623,"ДТПL031-0,7/0,05/10",null,"Преобразователь термоэлектрический ДТПL031-0,7/0,05/10",4119,4942.8,"Под заказ","ДТПL","4",56,0,1,9025900008,"Производимый",24]
["2023-06-06T16:44:55.024","2023-06-06",22217,"ДТПL031-0,7/0,08/0,1",null,"Преобразователь термоэлектрический ДТПL031-0,7/0,08/0,1",692,830.4,"Под заказ","ДТПL","По запросу",1,0,1,9025900008,"Производимый",24]
["2023-06-06T16:44:55.024","2023-06-06",52213,"ДТПL031-0,7/0,08/2",null,"Преобразователь термоэлектрический ДТПL031-0,7/0,08/2",1357,1628.4,"Под заказ","ДТПL","4",145,0,1,9025900008,"Производимый",24]
["2023-06-06T16:44:55.024","2023-06-06",123884,"ДТПL031-0,7/0,09/2",null,"Преобразователь термоэлектрический ДТПL031-0,7/0,09/2",1370,1644,"Под заказ","ДТПL","4",145,0,1,9025900008,"Производимый",24]
["2023-06-06T16:44:55.024","2023-06-06",39584,"ДТПL031-0,7/0,1/0,2",null,"Преобразователь термоэлектрический ДТПL031-0,7/0,1/0,2",752,902.4,"Под заказ","ДТПL","4",145,0,1,9025900008,"Производимый",24]
["2023-06-06T16:44:55.024","2023-06-06",37259,"ДТПL031-0,7/0,1/1,5",null,"Преобразователь термоэлектрический ДТПL031-0,7/0,1/1,5",1207,1448.4,"Под заказ","ДТПL","По запросу",1,0,1,9025900008,"Производимый",24]
["2023-06-06T16:44:55.024","2023-06-06",39811,"ДТПL031-0,7/0,1/2",null,"Преобразователь термоэлектрический ДТПL031-0,7/0,1/2",1382,1658.4,"Под заказ","ДТПL","4",145,0,1,9025900008,"Производимый",24]
["2023-06-06T16:44:55.024","2023-06-06",43633,"ДТПL031-0,7/0,1/2,5",null,"Преобразователь термоэлектрический ДТПL031-0,7/0,1/2,5",1557,1868.4,"Под заказ","ДТПL","4",145,0,1,9025900008,"Производимый",24]
["2023-06-06T16:44:55.024","2023-06-06",80183,"ДТПL031-0,7/0,1/5",null,"Преобразователь термоэлектрический ДТПL031-0,7/0,1/5",2432,2918.4,"Под заказ","ДТПL","По запросу",1,0,1,9025900008,"Производимый",24]
["2023-06-06T16:44:55.024","2023-06-06",49677,"ДТПL031-0,7/0,1/6",null,"Преобразователь термоэлектрический ДТПL031-0,7/0,1/6",2782,3338.4,"Под заказ","ДТПL","4",92,0,1,9025900008,"Производимый",24]
["2023-06-06T16:44:55.024","2023-06-06",108628,"ДТПL031-0,7/0,13/2",null,"Преобразователь термоэлектрический ДТПL031-0,7/0,13/2",1421,1705.2,"Под заказ","ДТПL","4",145,0,1,9025900008,"Производимый",24]
["2023-06-06T16:44:55.024","2023-06-06",41008,"ДТПL031-0,7/0,15/0,85",null,"Преобразователь термоэлектрический ДТПL031-0,7/0,15/0,85",1043,1251.5999999999999,"Под заказ","ДТПL","4",145,0,1,9025900008,"Производимый",24]
["2023-06-06T16:44:55.024","2023-06-06",16363,"ДТПL031-0,7/0,15/1,5",null,"Преобразователь термоэлектрический ДТПL031-0,7/0,15/1,5",1271,1525.2,"Под заказ","ДТПL","По запросу",1,0,1,9025900008,"Производимый",24]
["2023-06-06T16:44:55.024","2023-06-06",109402,"ДТПL031-0,7/0,15/2",null,"Преобразователь термоэлектрический ДТПL031-0,7/0,15/2",1446,1735.2,"Под заказ","ДТПL","4",145,0,1,9025900008,"Производимый",24]
["2023-06-06T16:44:55.024","2023-06-06",109878,"ДТПL031-0,7/0,15/20",null,"Преобразователь термоэлектрический ДТПL031-0,7/0,15/20",7746,9295.2000000000007,"Под заказ","ДТПL","4",28,0,1,9025900008,"Производимый",24]
["2023-06-06T16:44:55.024","2023-06-06",56739,"ДТПL031-0,7/0,2/0,2",null,"Преобразователь термоэлектрический ДТПL031-0,7/0,2/0,2",879,1054.8,"Под заказ","ДТПL","По запросу",1,0,1,9025900008,"Производимый",24]
["2023-06-06T16:44:55.024","2023-06-06",56912,"ДТПL031-0,7/0,2/0,3",null,"Преобразователь термоэлектрический ДТПL031-0,7/0,2/0,3",914,1096.8,"Под заказ","ДТПL","По запросу",1,0,1,9025900008,"Производимый",24]
["2023-06-06T16:44:55.024","2023-06-06",107614,"ДТПL031-0,7/0,2/0,5",null,"Преобразователь термоэлектрический ДТПL031-0,7/0,2/0,5",984,1180.8,"Под заказ","ДТПL","4",145,0,1,9025900008,"Производимый",24]
["2023-06-06T16:44:55.024","2023-06-06",125499,"ДТПL031-0,7/0,2/1",null,"Преобразователь термоэлектрический ДТПL031-0,7/0,2/1",1159,1390.8,"Под заказ","ДТПL","4",145,0,1,9025900008,"Производимый",24]
["2023-06-06T16:44:55.024","2023-06-06",98280,"ДТПL031-0,7/0,2/1,2",null,"Преобразователь термоэлектрический ДТПL031-0,7/0,2/1,2",1229,1474.8,"Под заказ","ДТПL","4",145,0,1,9025900008,"Производимый",24]
["2023-06-06T16:44:55.024","2023-06-06",95212,"ДТПL031-0,7/0,2/10",null,"Преобразователь термоэлектрический ДТПL031-0,7/0,2/10",4309,5170.8,"Под заказ","ДТПL","4",55,0,1,9025900008,"Производимый",24]
["2023-06-06T16:44:55.024","2023-06-06",62254,"ДТПL031-0,7/0,2/2,5",null,"Преобразователь термоэлектрический ДТПL031-0,7/0,2/2,5",1684,2020.8,"Под заказ","ДТПL","4",145,0,1,9025900008,"Производимый",24]
["2023-06-06T16:44:55.024","2023-06-06",91240,"ДТПL031-0,7/0,2/3",null,"Преобразователь термоэлектрический ДТПL031-0,7/0,2/3",1859,2230.8000000000002,"Под заказ","ДТПL","4",145,0,1,9025900008,"Производимый",24]
["2023-06-06T16:44:55.024","2023-06-06",58247,"ДТПL031-0,7/0,2/4",null,"Преобразователь термоэлектрический ДТПL031-0,7/0,2/4",2209,2650.8,"Под заказ","ДТПL","По запросу",1,0,1,9025900008,"Производимый",24]
["2023-06-06T16:44:55.024","2023-06-06",97737,"ДТПL031-0,7/0,2/5",null,"Преобразователь термоэлектрический ДТПL031-0,7/0,2/5",2559,3070.8,"Под заказ","ДТПL","4",108,0,1,9025900008,"Производимый",24]
["2023-06-06T16:44:55.024","2023-06-06",20787,"ДТПL031-0,7/0,25/0,5",null,"Преобразователь термоэлектрический ДТПL031-0,7/0,25/0,5",1048,1257.5999999999999,"Под заказ","ДТПL","По запросу",1,0,1,9025900008,"Производимый",24]
["2023-06-06T16:44:55.024","2023-06-06",11360,"ДТПL031-0,7/0,25/1,5",null,"Преобразователь термоэлектрический ДТПL031-0,7/0,25/1,5",1398,1677.6,"Под заказ","ДТПL","По запросу",1,0,1,9025900008,"Производимый",24]
["2023-06-06T16:44:55.024","2023-06-06",11362,"ДТПL031-0,7/0,25/10",null,"Преобразователь термоэлектрический ДТПL031-0,7/0,25/10",4373,5247.6,"Под заказ","ДТПL","По запросу",1,0,1,9025900008,"Производимый",24]
["2023-06-06T16:44:55.024","2023-06-06",108629,"ДТПL031-0,7/0,25/2",null,"Преобразователь термоэлектрический ДТПL031-0,7/0,25/2",1573,1887.6,"Под заказ","ДТПL","4",145,0,1,9025900008,"Производимый",24]
["2023-06-06T16:44:55.024","2023-06-06",47182,"ДТПL031-0,7/0,25/3",null,"Преобразователь термоэлектрический ДТПL031-0,7/0,25/3",1923,2307.6,"Под заказ","ДТПL","По запросу",1,0,1,9025900008,"Производимый",24]
["2023-06-06T16:44:55.024","2023-06-06",11361,"ДТПL031-0,7/0,25/5",null,"Преобразователь термоэлектрический ДТПL031-0,7/0,25/5",2623,3147.6,"Под заказ","ДТПL","По запросу",1,0,1,9025900008,"Производимый",24]
["2023-06-06T16:44:55.024","2023-06-06",51507,"ДТПL031-0,7/0,3/10",null,"Преобразователь термоэлектрический ДТПL031-0,7/0,3/10",4436,5323.2,"Под заказ","ДТПL","По запросу",1,0,1,9025900008,"Производимый",24]
["2023-06-06T16:44:55.024","2023-06-06",77231,"ДТПL031-0,7/0,3/2",null,"Преобразователь термоэлектрический ДТПL031-0,7/0,3/2",1636,1963.2,"Под заказ","ДТПL","По запросу",1,0,1,9025900008,"Производимый",24]
["2023-06-06T16:44:55.024","2023-06-06",46260,"ДТПL031-0,7/0,3/3",null,"Преобразователь термоэлектрический ДТПL031-0,7/0,3/3",1986,2383.1999999999998,"Под заказ","ДТПL","По запросу",1,0,1,9025900008,"Производимый",24]
["2023-06-06T16:44:55.024","2023-06-06",41257,"ДТПL031-0,7/0,3/5",null,"Преобразователь термоэлектрический ДТПL031-0,7/0,3/5",2686,3223.2,"Под заказ","ДТПL","По запросу",1,0,1,9025900008,"Производимый",24]
["2023-06-06T16:44:55.024","2023-06-06",49452,"ДТПL031-0,7/0,3/7",null,"Преобразователь термоэлектрический ДТПL031-0,7/0,3/7",3386,4063.2,"Под заказ","ДТПL","По запросу",1,0,1,9025900008,"Производимый",24]
["2023-06-06T16:44:55.024","2023-06-06",99771,"ДТПL031-0,7/0,5/0,1",null,"Преобразователь термоэлектрический ДТПL031-0,7/0,5/0,1",1225,1470,"Под заказ","ДТПL","4",145,0,1,9025900008,"Производимый",24]
["2023-06-06T16:44:55.024","2023-06-06",39517,"ДТПL031-0,7/0,5/1,5",null,"Преобразователь термоэлектрический ДТПL031-0,7/0,5/1,5",1715,2058,"Под заказ","ДТПL","4",145,0,1,9025900008,"Производимый",24]
["2023-06-06T16:44:55.024","2023-06-06",32072,"ДТПL031-0,7/0,5/15",null,"Преобразователь термоэлектрический ДТПL031-0,7/0,5/15",6440,7728,"Под заказ","ДТПL","По запросу",1,0,1,9025900008,"Производимый",24]
["2023-06-06T16:44:55.024","2023-06-06",71940,"ДТПL031-0,7/0,5/2",null,"Преобразователь термоэлектрический ДТПL031-0,7/0,5/2",1890,2268,"Под заказ","ДТПL","По запросу",1,0,1,9025900008,"Производимый",24]
["2023-06-06T16:44:55.024","2023-06-06",36907,"ДТПL031-0,7/0,5/25",null,"Преобразователь термоэлектрический ДТПL031-0,7/0,5/25",9940,11928,"Под заказ","ДТПL","По запросу",1,0,1,9025900008,"Производимый",24]
["2023-06-06T16:44:55.024","2023-06-06",40803,"ДТПL031-0,7/0,5/3",null,"Преобразователь термоэлектрический ДТПL031-0,7/0,5/3",2240,2688,"Под заказ","ДТПL","По запросу",1,0,1,9025900008,"Производимый",24]
["2023-06-06T16:44:55.024","2023-06-06",30969,"ДТПL031-0,7/0,5/4",null,"Преобразователь термоэлектрический ДТПL031-0,7/0,5/4",2590,3108,"Под заказ","ДТПL","По запросу",1,0,1,9025900008,"Производимый",24]
["2023-06-06T16:44:55.024","2023-06-06",132778,"ДТПL031-0,7/0,5/5",null,"Преобразователь термоэлектрический ДТПL031-0,7/0,5/5",2940,3528,"Под заказ","ДТПL","4",1,0,1,9025900008,"Производимый",24]
["2023-06-06T16:44:55.024","2023-06-06",54114,"ДТПL031-0,7/0,5/6",null,"Преобразователь термоэлектрический ДТПL031-0,7/0,5/6",3290,3948,"Под заказ","ДТПL","По запросу",1,0,1,9025900008,"Производимый",24]
["2023-06-06T16:44:55.024","2023-06-06",52674,"ДТПL031-0,7/0,6/0,3",null,"Преобразователь термоэлектрический ДТПL031-0,7/0,6/0,3",1422,1706.4,"Под заказ","ДТПL","По запросу",1,0,1,9025900008,"Производимый",24]
["2023-06-06T16:44:55.024","2023-06-06",61158,"ДТПL031-0,7/0,6/5",null,"Преобразователь термоэлектрический ДТПL031-0,7/0,6/5",3067,3680.4,"Под заказ","ДТПL","По запросу",1,0,1,9025900008,"Производимый",24]
["2023-06-06T16:44:55.024","2023-06-06",46692,"ДТПL031-0,7/0,65/1",null,"Преобразователь термоэлектрический ДТПL031-0,7/0,65/1",1731,2077.1999999999998,"Под заказ","ДТПL","По запросу",1,0,1,9025900008,"Производимый",24]
["2023-06-06T16:44:55.024","2023-06-06",46723,"ДТПL031-0,7/0,65/2",null,"Преобразователь термоэлектрический ДТПL031-0,7/0,65/2",2081,2497.1999999999998,"Под заказ","ДТПL","По запросу",1,0,1,9025900008,"Производимый",24]
["2023-06-06T16:44:55.024","2023-06-06",53612,"ДТПL031-0,7/0,7/4",null,"Преобразователь термоэлектрический ДТПL031-0,7/0,7/4",2844,3412.8,"Под заказ","ДТПL","По запросу",1,0,1,9025900008,"Производимый",24]
["2023-06-06T16:44:55.024","2023-06-06",42785,"ДТПL031-0,7/1,5/1",null,"Преобразователь термоэлектрический ДТПL031-0,7/1,5/1",2810,3372,"Под заказ","ДТПL","4",122,0,1,9025900008,"Производимый",24]
["2023-06-06T16:44:55.024","2023-06-06",30911,"ДТПL031-0,7/1,5/15",null,"Преобразователь термоэлектрический ДТПL031-0,7/1,5/15",7710,9252,"Под заказ","ДТПL","По запросу",1,0,1,9025900008,"Производимый",24]
["2023-06-06T16:44:55.024","2023-06-06",48522,"ДТПL031-0,7/1,5/2",null,"Преобразователь термоэлектрический ДТПL031-0,7/1,5/2",3160,3792,"Под заказ","ДТПL","По запросу",1,0,1,9025900008,"Производимый",24]
["2023-06-06T16:44:55.024","2023-06-06",30914,"ДТПL031-0,7/1,5/20",null,"Преобразователь термоэлектрический ДТПL031-0,7/1,5/20",9460,11352,"Под заказ","ДТПL","По запросу",1,0,1,9025900008,"Производимый",24]
["2023-06-06T16:44:55.024","2023-06-06",21794,"ДТПL031-0,7/1,5/3",null,"Преобразователь термоэлектрический ДТПL031-0,7/1,5/3",3510,4212,"Под заказ","ДТПL","По запросу",1,0,1,9025900008,"Производимый",24]
["2023-06-06T16:44:55.024","2023-06-06",20073,"ДТПL031-0,7/1,5/5",null,"Преобразователь термоэлектрический ДТПL031-0,7/1,5/5",4210,5052,"Под заказ","ДТПL","По запросу",1,0,1,9025900008,"Производимый",24]
["2023-06-06T16:44:55.024","2023-06-06",132779,"ДТПL031-0,7/1/0,2",null,"Преобразователь термоэлектрический ДТПL031-0,7/1/0,2",1895,2274,"Под заказ","ДТПL","4",1,0,1,9025900008,"Производимый",24]
["2023-06-06T16:44:55.024","2023-06-06",57407,"ДТПL031-0,7/1/1",null,"Преобразователь термоэлектрический ДТПL031-0,7/1/1",2175,2610,"Под заказ","ДТПL","По запросу",1,0,1,9025900008,"Производимый",24]
["2023-06-06T16:44:55.024","2023-06-06",79202,"ДТПL031-0,7/2/0,5",null,"Преобразователь термоэлектрический ДТПL031-0,7/2/0,5",3270,3924,"Под заказ","ДТПL","4",91,0,1,9025900008,"Производимый",24]
["2023-06-06T16:44:55.024","2023-06-06",118610,"ДТПL031-0,7/2/1,5",null,"Преобразователь термоэлектрический ДТПL031-0,7/2/1,5",3620,4344,"Под заказ","ДТПL","4",91,0,1,9025900008,"Производимый",24]
["2023-06-06T16:44:55.024","2023-06-06",117003,"ДТПL031-0,7/3/6",null,"Преобразователь термоэлектрический ДТПL031-0,7/3/6",6465,7758,"Под заказ","ДТПL","4",61,0,1,9025900008,"Производимый",24]
["2023-06-06T16:44:55.024","2023-06-06",30780,"ДТПL031-1,2/0,12/2",null,"Преобразователь термоэлектрический ДТПL031-1,2/0,12/2",1625,1950,"Под заказ","ДТПL","По запросу",1,0,1,9025900008,"Производимый",24]
["2023-06-06T16:44:55.024","2023-06-06",55645,"ДТПL031-1,2/0,12/3",null,"Преобразователь термоэлектрический ДТПL031-1,2/0,12/3",2075,2490,"Под заказ","ДТПL","4",40,0,1,9025900008,"Производимый",24]
["2023-06-06T16:44:55.024","2023-06-06",68718,"ДТПL031-1,2/0,15/0,6",null,"Преобразователь термоэлектрический ДТПL031-1,2/0,15/0,6",1037,1244.4000000000001,"Под заказ","ДТПL","По запросу",1,0,1,9025900008,"Производимый",24]
["2023-06-06T16:44:55.024","2023-06-06",64018,"ДТПL031-1,2/0,15/4",null,"Преобразователь термоэлектрический ДТПL031-1,2/0,15/4",2567,3080.4,"Под заказ","ДТПL","По запросу",1,0,1,9025900008,"Производимый",24]
["2023-06-06T16:44:55.024","2023-06-06",36147,"ДТПL031-1,2/0,16/2",null,"Преобразователь термоэлектрический ДТПL031-1,2/0,16/2",1681,2017.2,"Под заказ","ДТПL","4",1,0,1,9025900008,"Производимый",24]
["2023-06-06T16:44:55.024","2023-06-06",82593,"ДТПL031-1,2/0,2/2",null,"Преобразователь термоэлектрический ДТПL031-1,2/0,2/2",1737,2084.4,"Под заказ","ДТПL","По запросу",1,0,1,9025900008,"Производимый",24]
["2023-06-06T16:44:55.024","2023-06-06",134608,"ДТПL031-1,2/0,2/3",null,"Преобразователь термоэлектрический ДТПL031-1,2/0,2/3",2187,2624.4,"Под заказ","ДТПL","4",39,0,1,9025900008,"Производимый",24]
["2023-06-06T16:44:55.024","2023-06-06",90894,"ДТПL031-1,2/0,2/4",null,"Преобразователь термоэлектрический ДТПL031-1,2/0,2/4",2637,3164.4,"Под заказ","ДТПL","4",30,0,1,9025900008,"Производимый",24]
["2023-06-06T16:44:55.024","2023-06-06",63956,"ДТПL031-1,2/0,3/0,6",null,"Преобразователь термоэлектрический ДТПL031-1,2/0,3/0,6",1248,1497.6,"Под заказ","ДТПL","4",120,0,1,9025900008,"Производимый",24]
["2023-06-06T16:44:55.024","2023-06-06",71941,"ДТПL031-1,2/0,5/2",null,"Преобразователь термоэлектрический ДТПL031-1,2/0,5/2",2160,2592,"Под заказ","ДТПL","4",49,0,1,9025900008,"Производимый",24]
["2023-06-06T16:44:55.024","2023-06-06",86527,"ДТПL031-1,2/0,8/4",null,"Преобразователь термоэлектрический ДТПL031-1,2/0,8/4",3483,4179.6000000000004,"Под заказ","ДТПL","По запросу",1,0,1,9025900008,"Производимый",24]
["2023-06-06T16:44:55.024","2023-06-06",62194,"ДТПL031-1,2/0,8/5",null,"Преобразователь термоэлектрический ДТПL031-1,2/0,8/5",3933,4719.6000000000004,"Под заказ","ДТПL","По запросу",1,0,1,9025900008,"Производимый",24]
["2023-06-06T16:44:55.024","2023-06-06",68812,"ДТПL031-1,2/1,0/1",null,"Преобразователь термоэлектрический ДТПL031-1,2/1,0/1",2415,2898,"Под заказ","ДТПL","По запросу",1,0,1,9025900008,"Производимый",24]
["2023-06-06T16:44:55.024","2023-06-06",47776,"ДТПL031-1,2/1,0/1,5",null,"Преобразователь термоэлектрический ДТПL031-1,2/1,0/1,5",2640,3168,"Под заказ","ДТПL","По запросу",1,0,1,9025900008,"Производимый",24]
["2023-06-06T16:44:55.024","2023-06-06",85760,"ДТПL031-1,2/1,0/10",null,"Преобразователь термоэлектрический ДТПL031-1,2/1,0/10",6465,7758,"Под заказ","ДТПL","По запросу",1,0,1,9025900008,"Производимый",24]
["2023-06-06T16:44:55.024","2023-06-06",96853,"ДТПL031-1,2/1,0/2",null,"Преобразователь термоэлектрический ДТПL031-1,2/1,0/2",2865,3438,"Под заказ","ДТПL","По запросу",1,0,1,9025900008,"Производимый",24]
["2023-06-06T16:44:55.024","2023-06-06",107054,"ДТПL031-1,2/1,2/0,2",null,"Преобразователь термоэлектрический ДТПL031-1,2/1,2/0,2",2337,2804.4,"Под заказ","ДТПL","4",30,0,1,9025900008,"Производимый",24]
["2023-06-06T16:44:55.024","2023-06-06",74671,"ДТПL031-1,2/1,5/0,2",null,"Преобразователь термоэлектрический ДТПL031-1,2/1,5/0,2",2760,3312,"Под заказ","ДТПL","4",24,0,1,9025900008,"Производимый",24]
["2023-06-06T16:44:55.024","2023-06-06",38792,"ДТПL031-1,2/1,5/1",null,"Преобразователь термоэлектрический ДТПL031-1,2/1,5/1",3120,3744,"Под заказ","ДТПL","По запросу",1,0,1,9025900008,"Производимый",24]
["2023-06-06T16:44:55.024","2023-06-06",41718,"ДТПL031-1,2/1,5/1,5",null,"Преобразователь термоэлектрический ДТПL031-1,2/1,5/1,5",3345,4014,"Под заказ","ДТПL","По запросу",1,0,1,9025900008,"Производимый",24]
["2023-06-06T16:44:55.024","2023-06-06",30592,"ДТПL031-1,2/1,5/2",null,"Преобразователь термоэлектрический ДТПL031-1,2/1,5/2",3570,4284,"Под заказ","ДТПL","По запросу",1,0,1,9025900008,"Производимый",24]
["2023-06-06T16:44:55.024","2023-06-06",50597,"ДТПL031-1,2/1,5/2,5",null,"Преобразователь термоэлектрический ДТПL031-1,2/1,5/2,5",3795,4554,"Под заказ","ДТПL","По запросу",1,0,1,9025900008,"Производимый",24]
["2023-06-06T16:44:55.024","2023-06-06",41706,"ДТПL031-1,2/1,5/50",null,"Преобразователь термоэлектрический ДТПL031-1,2/1,5/50",25170,30204,"Под заказ","ДТПL","По запросу",1,0,1,9025900008,"Производимый",24]
["2023-06-06T16:44:55.024","2023-06-06",62192,"ДТПL031-1,2/1,6/15",null,"Преобразователь термоэлектрический ДТПL031-1,2/1,6/15",9561,11473.2,"Под заказ","ДТПL","По запросу",1,0,1,9025900008,"Производимый",24]
["2023-06-06T16:44:55.024","2023-06-06",132780,"ДТПL031-1,2/1/0,3",null,"Преобразователь термоэлектрический ДТПL031-1,2/1/0,3",2100,2520,"Под заказ","ДТПL","4",36,0,1,9025900008,"Производимый",24]
["2023-06-06T16:44:55.024","2023-06-06",35457,"ДТПL031-1,2/2/2",null,"Преобразователь термоэлектрический ДТПL031-1,2/2/2",4275,5130,"Под заказ","ДТПL","По запросу",1,0,1,9025900008,"Производимый",24]
["2023-06-06T16:44:55.024","2023-06-06",111967,"ДТПL031-1,2/20/0,2",null,"Преобразователь термоэлектрический ДТПL031-1,2/20/0,2",14745,17694,"Под заказ","ДТПL","4",2,0,1,9025900008,"Производимый",24]
["2023-06-06T16:44:55.024","2023-06-06",98602,"ДТПL034-00.25/0,2",null,"Преобразователь термоэлектрический ДТПL034-00.25/0,2",550,660,"Под заказ","ДТПL","4",913,0,1,9025900008,"Производимый",0]
["2023-06-06T16:44:55.024","2023-06-06",98600,"ДТПL034-00.25/0,3",null,"Преобразователь термоэлектрический ДТПL034-00.25/0,3",640,768,"Под заказ","ДТПL","4",913,0,1,9025900008,"Производимый",0]
["2023-06-06T16:44:55.024","2023-06-06",98599,"ДТПL034-00.25/0,4",null,"Преобразователь термоэлектрический ДТПL034-00.25/0,4",670,804,"Под заказ","ДТПL","По запросу",1,0,1,9025900008,"Производимый",0]
["2023-06-06T16:44:55.024","2023-06-06",98598,"ДТПL034-00.25/0,5",null,"Преобразователь термоэлектрический ДТПL034-00.25/0,5",700,840,"Под заказ","ДТПL","4",913,0,1,9025900008,"Производимый",0]
["2023-06-06T16:44:55.024","2023-06-06",98597,"ДТПL034-00.25/0,6",null,"Преобразователь термоэлектрический ДТПL034-00.25/0,6",730,876,"Под заказ","ДТПL","По запросу",1,0,1,9025900008,"Производимый",0]
["2023-06-06T16:44:55.024","2023-06-06",98596,"ДТПL034-00.25/0,8",null,"Преобразователь термоэлектрический ДТПL034-00.25/0,8",790,948,"Под заказ","ДТПL","4",913,0,1,9025900008,"Производимый",0]
["2023-06-06T16:44:55.024","2023-06-06",98595,"ДТПL034-00.25/1",null,"Преобразователь термоэлектрический ДТПL034-00.25/1",850,1020,"Стандартный","ДТПL","4",913,0,1,9025900008,"Производимый",0]
["2023-06-06T16:44:55.024","2023-06-06",98594,"ДТПL034-00.25/1,2",null,"Преобразователь термоэлектрический ДТПL034-00.25/1,2",910,1092,"Под заказ","ДТПL","По запросу",1,0,1,9025900008,"Производимый",0]
["2023-06-06T16:44:55.024","2023-06-06",115692,"ДТПL034-00.25/1,3",null,"Преобразователь термоэлектрический ДТПL034-00.25/1,3",940,1128,"Под заказ","ДТПL","4",913,0,1,9025900008,"Производимый",24]
["2023-06-06T16:44:55.024","2023-06-06",98593,"ДТПL034-00.25/1,5",null,"Преобразователь термоэлектрический ДТПL034-00.25/1,5",1000,1200,"Под заказ","ДТПL","4",913,0,1,9025900008,"Производимый",0]
["2023-06-06T16:44:55.024","2023-06-06",98590,"ДТПL034-00.25/1,5.М8Х1,25",null,"Преобразователь термоэлектрический ДТПL034-00.25/1,5.М8Х1,25",1083,1299.5999999999999,"Под заказ","ДТПL","4",300,0,1,9025900008,"Производимый",0]
["2023-06-06T16:44:55.024","2023-06-06",98589,"ДТПL034-00.25/1,6",null,"Преобразователь термоэлектрический ДТПL034-00.25/1,6",1030,1236,"Под заказ","ДТПL","По запросу",1,0,1,9025900008,"Производимый",0]
["2023-06-06T16:44:55.024","2023-06-06",98588,"ДТПL034-00.25/1,7",null,"Преобразователь термоэлектрический ДТПL034-00.25/1,7",1060,1272,"Под заказ","ДТПL","4",913,0,1,9025900008,"Производимый",0]
["2023-06-06T16:44:55.024","2023-06-06",98587,"ДТПL034-00.25/1.G1/4",null,"Преобразователь термоэлектрический ДТПL034-00.25/1.G1/4",933,1119.5999999999999,"Под заказ","ДТПL","По запросу",1,0,1,9025900008,"Производимый",0]
["2023-06-06T16:44:55.024","2023-06-06",98584,"ДТПL034-00.25/10",null,"Преобразователь термоэлектрический ДТПL034-00.25/10",3550,4260,"Под заказ","ДТПL","4",199,0,1,9025900008,"Производимый",0]
["2023-06-06T16:44:55.024","2023-06-06",98583,"ДТПL034-00.25/12",null,"Преобразователь термоэлектрический ДТПL034-00.25/12",4150,4980,"Под заказ","ДТПL","По запросу",1,0,1,9025900008,"Производимый",0]
["2023-06-06T16:44:55.024","2023-06-06",98582,"ДТПL034-00.25/13",null,"Преобразователь термоэлектрический ДТПL034-00.25/13",4450,5340,"Под заказ","ДТПL","По запросу",1,0,1,9025900008,"Производимый",0]
["2023-06-06T16:44:55.024","2023-06-06",98581,"ДТПL034-00.25/15",null,"Преобразователь термоэлектрический ДТПL034-00.25/15",5050,6060,"Под заказ","ДТПL","4",133,0,1,9025900008,"Производимый",0]
["2023-06-06T16:44:55.024","2023-06-06",98579,"ДТПL034-00.25/2",null,"Преобразователь термоэлектрический ДТПL034-00.25/2",1150,1380,"Стандартный","ДТПL","4",913,0,1,9025900008,"Производимый",0]
["2023-06-06T16:44:55.024","2023-06-06",98578,"ДТПL034-00.25/2,5",null,"Преобразователь термоэлектрический ДТПL034-00.25/2,5",1300,1560,"Под заказ","ДТПL","По запросу",1,0,1,9025900008,"Производимый",0]
["2023-06-06T16:44:55.024","2023-06-06",98577,"ДТПL034-00.25/20",null,"Преобразователь термоэлектрический ДТПL034-00.25/20",6550,7860,"Под заказ","ДТПL","По запросу",1,0,1,9025900008,"Производимый",0]
["2023-06-06T16:44:55.024","2023-06-06",98576,"ДТПL034-00.25/3",null,"Преобразователь термоэлектрический ДТПL034-00.25/3",1450,1740,"Под заказ","ДТПL","4",658,0,1,9025900008,"Производимый",0]
["2023-06-06T16:44:55.024","2023-06-06",98575,"ДТПL034-00.25/3,5",null,"Преобразователь термоэлектрический ДТПL034-00.25/3,5",1600,1920,"Под заказ","ДТПL","4",565,0,1,9025900008,"Производимый",0]
["2023-06-06T16:44:55.024","2023-06-06",98574,"ДТПL034-00.25/4",null,"Преобразователь термоэлектрический ДТПL034-00.25/4",1750,2100,"Под заказ","ДТПL","4",495,0,1,9025900008,"Производимый",0]
["2023-06-06T16:44:55.024","2023-06-06",98573,"ДТПL034-00.25/4,5",null,"Преобразователь термоэлектрический ДТПL034-00.25/4,5",1900,2280,"Под заказ","ДТПL","По запросу",1,0,1,9025900008,"Производимый",0]
["2023-06-06T16:44:55.024","2023-06-06",98572,"ДТПL034-00.25/5",null,"Преобразователь термоэлектрический ДТПL034-00.25/5",2050,2460,"Под заказ","ДТПL","4",397,0,1,9025900008,"Производимый",0]
["2023-06-06T16:44:55.024","2023-06-06",124831,"ДТПL034-00.25/5,5",null,"Преобразователь термоэлектрический ДТПL034-00.25/5,5",2200,2640,"Под заказ","ДТПL","По запросу",1,0,1,9025900008,"Производимый",24]
["2023-06-06T16:44:55.024","2023-06-06",98571,"ДТПL034-00.25/6",null,"Преобразователь термоэлектрический ДТПL034-00.25/6",2350,2820,"Под заказ","ДТПL","4",331,0,1,9025900008,"Производимый",0]
["2023-06-06T16:44:55.024","2023-06-06",113041,"ДТПL034-00.25/6.ЕХI-Т4",null,"Преобразователь термоэлектрический ДТПL034-00.25/6.ЕХI-Т4",2900,3480,"Под заказ","ДТПL","4",331,0,1,9025900008,"Производимый",24]
["2023-06-06T16:44:55.024","2023-06-06",98570,"ДТПL034-00.25/7",null,"Преобразователь термоэлектрический ДТПL034-00.25/7",2650,3180,"Под заказ","ДТПL","4",284,0,1,9025900008,"Производимый",0]
["2023-06-06T16:44:55.024","2023-06-06",98569,"ДТПL034-00.25/8",null,"Преобразователь термоэлектрический ДТПL034-00.25/8",2950,3540,"Под заказ","ДТПL","4",249,0,1,9025900008,"Производимый",0]
["2023-06-06T16:44:55.024","2023-06-06",98568,"ДТПL034-00.25/9",null,"Преобразователь термоэлектрический ДТПL034-00.25/9",3250,3900,"Под заказ","ДТПL","По запросу",1,0,1,9025900008,"Производимый",0]
["2023-06-06T16:44:55.024","2023-06-06",98567,"ДТПL034-10.25/0,2",null,"Преобразователь термоэлектрический ДТПL034-10.25/0,2",550,660,"Под заказ","ДТПL","4",1,0,1,9025900008,"Производимый",0]
["2023-06-06T16:44:55.024","2023-06-06",130018,"ДТПL034-10.25/0,3",null,"Преобразователь термоэлектрический ДТПL034-10.25/0,3",640,768,"Под заказ","ДТПL","4",913,0,1,9025900008,"Производимый",24]
["2023-06-06T16:44:55.024","2023-06-06",132122,"ДТПL034-10.25/0,4",null,"Преобразователь термоэлектрический ДТПL034-10.25/0,4",670,804,"Под заказ","ДТПL","4",913,0,1,9025900008,"Производимый",24]
["2023-06-06T16:44:55.024","2023-06-06",98566,"ДТПL034-10.25/1",null,"Преобразователь термоэлектрический ДТПL034-10.25/1",850,1020,"Под заказ","ДТПL","4",913,0,1,9025900008,"Производимый",0]
["2023-06-06T16:44:55.024","2023-06-06",98565,"ДТПL034-10.25/1,5",null,"Преобразователь термоэлектрический ДТПL034-10.25/1,5",1000,1200,"Под заказ","ДТПL","По запросу",1,0,1,9025900008,"Производимый",0]
["2023-06-06T16:44:55.024","2023-06-06",98564,"ДТПL034-10.25/10",null,"Преобразователь термоэлектрический ДТПL034-10.25/10",3550,4260,"Под заказ","ДТПL","4",199,0,1,9025900008,"Производимый",0]
["2023-06-06T16:44:55.024","2023-06-06",124862,"ДТПL034-10.25/12",null,"Преобразователь термоэлектрический ДТПL034-10.25/12",4150,4980,"Под заказ","ДТПL","По запросу",1,0,1,9025900008,"Производимый",24]
["2023-06-06T16:44:55.024","2023-06-06",98563,"ДТПL034-10.25/2",null,"Преобразователь термоэлектрический ДТПL034-10.25/2",1150,1380,"Под заказ","ДТПL","По запросу",1,0,1,9025900008,"Производимый",0]
["2023-06-06T16:44:55.024","2023-06-06",98562,"ДТПL034-10.25/2,5",null,"Преобразователь термоэлектрический ДТПL034-10.25/2,5",1300,1560,"Под заказ","ДТПL","По запросу",1,0,1,9025900008,"Производимый",0]
["2023-06-06T16:44:55.024","2023-06-06",98561,"ДТПL034-10.25/3",null,"Преобразователь термоэлектрический ДТПL034-10.25/3",1450,1740,"Под заказ","ДТПL","4",658,0,1,9025900008,"Производимый",0]
["2023-06-06T16:44:55.024","2023-06-06",98560,"ДТПL034-10.25/4",null,"Преобразователь термоэлектрический ДТПL034-10.25/4",1750,2100,"Под заказ","ДТПL","По запросу",1,0,1,9025900008,"Производимый",0]
["2023-06-06T16:44:55.024","2023-06-06",98559,"ДТПL034-10.25/5",null,"Преобразователь термоэлектрический ДТПL034-10.25/5",2050,2460,"Под заказ","ДТПL","4",397,0,1,9025900008,"Производимый",0]
["2023-06-06T16:44:55.024","2023-06-06",82346,"ДТПL034ЭНЖ-00.20/4,5",null,"Преобразователь термоэлектрический ДТПL034ЭНЖ-00.20/4,5",1900,2280,"Под заказ","ДТПL","По запросу",1,0,1,9025900008,"Производимый",24]
["2023-06-06T16:44:55.024","2023-06-06",45945,"ДТПL034ЭНЖ-00.26/2",null,"Преобразователь термоэлектрический ДТПL034ЭНЖ-00.26/2",1150,1380,"Под заказ","ДТПL","4",913,0,1,9025900008,"Производимый",24]
["2023-06-06T16:44:55.024","2023-06-06",85867,"ДТПL034ЭНЖ-00.60/10",null,"Преобразователь термоэлектрический ДТПL034ЭНЖ-00.60/10",3550,4260,"Под заказ","ДТПL","По запросу",1,0,1,9025900008,"Производимый",24]
["2023-06-06T16:44:55.024","2023-06-06",103082,"ДТПL035-0000.100",null,"Преобразователь термоэлектрический ДТПL035-0000.100",1315,1578,"Под заказ","ДТПL","4",966,0,1,9025900008,"Производимый",24]
["2023-06-06T16:44:55.024","2023-06-06",20094,"ДТПL035-0000.120",null,"Преобразователь термоэлектрический ДТПL035-0000.120",1315,1578,"Под заказ","ДТПL","4",966,0,1,9025900008,"Производимый",24]
["2023-06-06T16:44:55.024","2023-06-06",112094,"ДТПL035-0000.250",null,"Преобразователь термоэлектрический ДТПL035-0000.250",1490,1788,"Под заказ","ДТПL","4",966,0,1,9025900008,"Производимый",24]
["2023-06-06T16:44:55.024","2023-06-06",109315,"ДТПL035-0000.320",null,"Преобразователь термоэлектрический ДТПL035-0000.320",1490,1788,"Под заказ","ДТПL","4",966,0,1,9025900008,"Производимый",24]
["2023-06-06T16:44:55.024","2023-06-06",7322,"ДТПL035-0100.100",null,"Преобразователь термоэлектрический ДТПL035-0100.100",1315,1578,"Стандартный","ДТПL","4",280,0,1,9025900008,"Производимый",24]
["2023-06-06T16:44:55.024","2023-06-06",8957,"ДТПL035-0100.1000",null,"Преобразователь термоэлектрический ДТПL035-0100.1000",2240,2688,"Под заказ","ДТПL","4",280,0,1,9025900008,"Производимый",24]
["2023-06-06T16:44:55.024","2023-06-06",7496,"ДТПL035-0100.120",null,"Преобразователь термоэлектрический ДТПL035-0100.120",1315,1578,"Стандартный","ДТПL","4",280,0,1,9025900008,"Производимый",24]
["2023-06-06T16:44:55.024","2023-06-06",11515,"ДТПL035-0100.1250",null,"Преобразователь термоэлектрический ДТПL035-0100.1250",2240,2688,"Под заказ","ДТПL","4",280,0,1,9025900008,"Производимый",24]
["2023-06-06T16:44:55.024","2023-06-06",7837,"ДТПL035-0100.1500",null,"Преобразователь термоэлектрический ДТПL035-0100.1500",3210,3852,"Под заказ","ДТПL","4",261,0,1,9025900008,"Производимый",24]
["2023-06-06T16:44:55.024","2023-06-06",7120,"ДТПL035-0100.160",null,"Преобразователь термоэлектрический ДТПL035-0100.160",1315,1578,"Под заказ","ДТПL","4",280,0,1,9025900008,"Производимый",24]
["2023-06-06T16:44:55.024","2023-06-06",35715,"ДТПL035-0100.1600",null,"Преобразователь термоэлектрический ДТПL035-0100.1600",3210,3852,"Под заказ","ДТПL","4",246,0,1,9025900008,"Производимый",24]
["2023-06-06T16:44:55.024","2023-06-06",31095,"ДТПL035-0100.180",null,"Преобразователь термоэлектрический ДТПL035-0100.180",1315,1578,"Под заказ","ДТПL","4",280,0,1,9025900008,"Производимый",24]
["2023-06-06T16:44:55.024","2023-06-06",7178,"ДТПL035-0100.200",null,"Преобразователь термоэлектрический ДТПL035-0100.200",1315,1578,"Под заказ","ДТПL","4",280,0,1,9025900008,"Производимый",24]
["2023-06-06T16:44:55.024","2023-06-06",109735,"ДТПL035-0100.200.G1/2",null,"Преобразователь термоэлектрический ДТПL035-0100.200.G1/2",1513,1815.6,"Под заказ","ДТПL","4",280,0,1,9025900008,"Производимый",24]
["2023-06-06T16:44:55.024","2023-06-06",19335,"ДТПL035-0100.2000",null,"Преобразователь термоэлектрический ДТПL035-0100.2000",3210,3852,"Под заказ","ДТПL","4",140,0,1,9025900008,"Производимый",24]
["2023-06-06T16:44:55.024","2023-06-06",7885,"ДТПL035-0100.250",null,"Преобразователь термоэлектрический ДТПL035-0100.250",1490,1788,"Под заказ","ДТПL","4",280,0,1,9025900008,"Производимый",24]
["2023-06-06T16:44:55.024","2023-06-06",17965,"ДТПL035-0100.280",null,"Преобразователь термоэлектрический ДТПL035-0100.280",1490,1788,"Под заказ","ДТПL","По запросу",1,0,1,9025900008,"Производимый",24]
["2023-06-06T16:44:55.024","2023-06-06",36886,"ДТПL035-0100.300",null,"Преобразователь термоэлектрический ДТПL035-0100.300",1490,1788,"Под заказ","ДТПL","4",280,0,1,9025900008,"Производимый",24]
["2023-06-06T16:44:55.024","2023-06-06",7335,"ДТПL035-0100.320",null,"Преобразователь термоэлектрический ДТПL035-0100.320",1490,1788,"Стандартный","ДТПL","4",280,0,1,9025900008,"Производимый",24]
["2023-06-06T16:44:55.024","2023-06-06",10226,"ДТПL035-0100.350",null,"Преобразователь термоэлектрический ДТПL035-0100.350",1490,1788,"Под заказ","ДТПL","По запросу",1,0,1,9025900008,"Производимый",24]
["2023-06-06T16:44:55.024","2023-06-06",7343,"ДТПL035-0100.400",null,"Преобразователь термоэлектрический ДТПL035-0100.400",1490,1788,"Под заказ","ДТПL","4",280,0,1,9025900008,"Производимый",24]
["2023-06-06T16:44:55.024","2023-06-06",8358,"ДТПL035-0100.500",null,"Преобразователь термоэлектрический ДТПL035-0100.500",1490,1788,"Под заказ","ДТПL","4",280,0,1,9025900008,"Производимый",24]
["2023-06-06T16:44:55.024","2023-06-06",9421,"ДТПL035-0100.60",null,"Преобразователь термоэлектрический ДТПL035-0100.60",1315,1578,"Стандартный","ДТПL","4",833,0,1,9025900008,"Производимый",24]
["2023-06-06T16:44:55.024","2023-06-06",42784,"ДТПL035-0100.60.G1/2",null,"Преобразователь термоэлектрический ДТПL035-0100.60.G1/2",1513,1815.6,"Под заказ","ДТПL","По запросу",1,0,1,9025900008,"Производимый",24]
["2023-06-06T16:44:55.024","2023-06-06",36883,"ДТПL035-0100.600",null,"Преобразователь термоэлектрический ДТПL035-0100.600",1815,2178,"Под заказ","ДТПL","4",280,0,1,9025900008,"Производимый",24]
["2023-06-06T16:44:55.024","2023-06-06",7678,"ДТПL035-0100.630",null,"Преобразователь термоэлектрический ДТПL035-0100.630",1815,2178,"Под заказ","ДТПL","4",280,0,1,9025900008,"Производимый",24]
["2023-06-06T16:44:55.024","2023-06-06",7495,"ДТПL035-0100.80",null,"Преобразователь термоэлектрический ДТПL035-0100.80",1315,1578,"Стандартный","ДТПL","4",280,0,1,9025900008,"Производимый",24]
["2023-06-06T16:44:55.024","2023-06-06",53338,"ДТПL035-0100.80.G1/2",null,"Преобразователь термоэлектрический ДТПL035-0100.80.G1/2",1513,1815.6,"Под заказ","ДТПL","По запросу",1,0,1,9025900008,"Производимый",24]
["2023-06-06T16:44:55.024","2023-06-06",7973,"ДТПL035-0100.800",null,"Преобразователь термоэлектрический ДТПL035-0100.800",1815,2178,"Под заказ","ДТПL","4",280,0,1,9025900008,"Производимый",24]
["2023-06-06T16:44:55.024","2023-06-06",18945,"ДТПL035-0110.100",null,"Преобразователь термоэлектрический ДТПL035-0110.100",2465,2958,"Под заказ","ДТПL","4",330,0,1,9025900008,"Производимый",24]
["2023-06-06T16:44:55.024","2023-06-06",19081,"ДТПL035-0110.1000",null,"Преобразователь термоэлектрический ДТПL035-0110.1000",3630,4356,"Под заказ","ДТПL","4",160,0,1,9025900008,"Производимый",24]
["2023-06-06T16:44:55.024","2023-06-06",18045,"ДТПL035-0110.120",null,"Преобразователь термоэлектрический ДТПL035-0110.120",2465,2958,"Под заказ","ДТПL","4",305,0,1,9025900008,"Производимый",24]
["2023-06-06T16:44:55.024","2023-06-06",38245,"ДТПL035-0110.1250",null,"Преобразователь термоэлектрический ДТПL035-0110.1250",3630,4356,"Под заказ","ДТПL","4",131,0,1,9025900008,"Производимый",24]
["2023-06-06T16:44:55.024","2023-06-06",16781,"ДТПL035-0110.160",null,"Преобразователь термоэлектрический ДТПL035-0110.160",2465,2958,"Под заказ","ДТПL","4",264,0,1,9025900008,"Производимый",24]
["2023-06-06T16:44:55.024","2023-06-06",82490,"ДТПL035-0110.160.G1/2",null,"Преобразователь термоэлектрический ДТПL035-0110.160.G1/2",2835,3402,"Под заказ","ДТПL","4",264,0,1,9025900008,"Производимый",24]
["2023-06-06T16:44:55.024","2023-06-06",60557,"ДТПL035-0110.160.М22Х1,5",null,"Преобразователь термоэлектрический ДТПL035-0110.160.М22Х1,5",2835,3402,"Под заказ","ДТПL","4",256,0,1,9025900008,"Производимый",24]
["2023-06-06T16:44:55.024","2023-06-06",18875,"ДТПL035-0110.1600",null,"Преобразователь термоэлектрический ДТПL035-0110.1600",4415,5298,"Под заказ","ДТПL","4",105,0,1,9025900008,"Производимый",24]
["2023-06-06T16:44:55.024","2023-06-06",39012,"ДТПL035-0110.180",null,"Преобразователь термоэлектрический ДТПL035-0110.180",2465,2958,"Под заказ","ДТПL","4",248,0,1,9025900008,"Производимый",24]
["2023-06-06T16:44:55.024","2023-06-06",18874,"ДТПL035-0110.200",null,"Преобразователь термоэлектрический ДТПL035-0110.200",2465,2958,"Под заказ","ДТПL","4",233,0,1,9025900008,"Производимый",24]
["2023-06-06T16:44:55.024","2023-06-06",84124,"ДТПL035-0110.2000",null,"Преобразователь термоэлектрический ДТПL035-0110.2000",4415,5298,"Под заказ","ДТПL","4",85,0,1,9025900008,"Производимый",24]
["2023-06-06T16:44:55.024","2023-06-06",19779,"ДТПL035-0110.250",null,"Преобразователь термоэлектрический ДТПL035-0110.250",2785,3342,"Под заказ","ДТПL","4",203,0,1,9025900008,"Производимый",24]
["2023-06-06T16:44:55.024","2023-06-06",37436,"ДТПL035-0110.300",null,"Преобразователь термоэлектрический ДТПL035-0110.300",2785,3342,"Под заказ","ДТПL","4",180,0,1,9025900008,"Производимый",24]
["2023-06-06T16:44:55.024","2023-06-06",21822,"ДТПL035-0110.320",null,"Преобразователь термоэлектрический ДТПL035-0110.320",2785,3342,"Под заказ","ДТПL","4",172,0,1,9025900008,"Производимый",24]
["2023-06-06T16:44:55.024","2023-06-06",20534,"ДТПL035-0110.400",null,"Преобразователь термоэлектрический ДТПL035-0110.400",2785,3342,"Под заказ","ДТПL","4",147,0,1,9025900008,"Производимый",24]
["2023-06-06T16:44:55.024","2023-06-06",30408,"ДТПL035-0110.500",null,"Преобразователь термоэлектрический ДТПL035-0110.500",2785,3342,"Под заказ","ДТПL","4",285,0,1,9025900008,"Производимый",24]
["2023-06-06T16:44:55.024","2023-06-06",18607,"ДТПL035-0110.60",null,"Преобразователь термоэлектрический ДТПL035-0110.60",2465,2958,"Под заказ","ДТПL","4",396,0,1,9025900008,"Производимый",24]
["2023-06-06T16:44:55.024","2023-06-06",40295,"ДТПL035-0110.630",null,"Преобразователь термоэлектрический ДТПL035-0110.630",3120,3744,"Под заказ","ДТПL","4",237,0,1,9025900008,"Производимый",24]
["2023-06-06T16:44:55.024","2023-06-06",18985,"ДТПL035-0110.80",null,"Преобразователь термоэлектрический ДТПL035-0110.80",2465,2958,"Под заказ","ДТПL","4",360,0,1,9025900008,"Производимый",24]
["2023-06-06T16:44:55.024","2023-06-06",19082,"ДТПL035-0110.800",null,"Преобразователь термоэлектрический ДТПL035-0110.800",3120,3744,"Под заказ","ДТПL","4",194,0,1,9025900008,"Производимый",24]
["2023-06-06T16:44:55.024","2023-06-06",118761,"ДТПL035-0200.100",null,"Преобразователь термоэлектрический ДТПL035-0200.100",1575,1890,"Под заказ","ДТПL","4",80,0,1,9025900008,"Производимый",24]
["2023-06-06T16:44:55.024","2023-06-06",118762,"ДТПL035-0200.120",null,"Преобразователь термоэлектрический ДТПL035-0200.120",1575,1890,"Под заказ","ДТПL","4",80,0,1,9025900008,"Производимый",24]
["2023-06-06T16:44:55.024","2023-06-06",118763,"ДТПL035-0200.160",null,"Преобразователь термоэлектрический ДТПL035-0200.160",1575,1890,"Под заказ","ДТПL","4",80,0,1,9025900008,"Производимый",24]
["2023-06-06T16:44:55.024","2023-06-06",106864,"ДТПL035-0200.200",null,"Преобразователь термоэлектрический ДТПL035-0200.200",1575,1890,"Под заказ","ДТПL","4",80,0,1,9025900008,"Производимый",24]
["2023-06-06T16:44:55.024","2023-06-06",70438,"ДТПL035-0200.320",null,"Преобразователь термоэлектрический ДТПL035-0200.320",1800,2160,"Под заказ","ДТПL","По запросу",1,0,1,9025900008,"Производимый",24]
["2023-06-06T16:44:55.024","2023-06-06",84556,"ДТПL035-0200.400",null,"Преобразователь термоэлектрический ДТПL035-0200.400",1800,2160,"Под заказ","ДТПL","4",80,0,1,9025900008,"Производимый",24]
["2023-06-06T16:44:55.024","2023-06-06",92989,"ДТПL035-1000.100",null,"Преобразователь термоэлектрический ДТПL035-1000.100",1315,1578,"Под заказ","ДТПL","4",966,0,1,9025900008,"Производимый",24]
["2023-06-06T16:44:55.024","2023-06-06",77271,"ДТПL035-1000.60",null,"Преобразователь термоэлектрический ДТПL035-1000.60",1315,1578,"Под заказ","ДТПL","По запросу",1,0,1,9025900008,"Производимый",24]
["2023-06-06T16:44:55.024","2023-06-06",17746,"ДТПL035-1000.80",null,"Преобразователь термоэлектрический ДТПL035-1000.80",1315,1578,"Под заказ","ДТПL","По запросу",1,0,1,9025900008,"Производимый",24]
["2023-06-06T16:44:55.024","2023-06-06",9673,"ДТПL035-1100.100",null,"Преобразователь термоэлектрический ДТПL035-1100.100",1315,1578,"Под заказ","ДТПL","По запросу",1,0,1,9025900008,"Производимый",24]
["2023-06-06T16:44:55.024","2023-06-06",30258,"ДТПL035-1100.120",null,"Преобразователь термоэлектрический ДТПL035-1100.120",1315,1578,"Под заказ","ДТПL","4",280,0,1,9025900008,"Производимый",24]
["2023-06-06T16:44:55.024","2023-06-06",129294,"ДТПL035-1100.1250",null,"Преобразователь термоэлектрический ДТПL035-1100.1250",2240,2688,"Под заказ","ДТПL","4",280,0,1,9025900008,"Производимый",24]
["2023-06-06T16:44:55.024","2023-06-06",61079,"ДТПL035-1100.160",null,"Преобразователь термоэлектрический ДТПL035-1100.160",1315,1578,"Под заказ","ДТПL","4",280,0,1,9025900008,"Производимый",24]
["2023-06-06T16:44:55.024","2023-06-06",115096,"ДТПL035-1100.160.G1/2",null,"Преобразователь термоэлектрический ДТПL035-1100.160.G1/2",1513,1815.6,"Под заказ","ДТПL","4",280,0,1,9025900008,"Производимый",24]
["2023-06-06T16:44:55.024","2023-06-06",32359,"ДТПL035-1100.200",null,"Преобразователь термоэлектрический ДТПL035-1100.200",1315,1578,"Под заказ","ДТПL","4",280,0,1,9025900008,"Производимый",24]
["2023-06-06T16:44:55.024","2023-06-06",32360,"ДТПL035-1100.250",null,"Преобразователь термоэлектрический ДТПL035-1100.250",1490,1788,"Под заказ","ДТПL","По запросу",1,0,1,9025900008,"Производимый",24]
["2023-06-06T16:44:55.024","2023-06-06",44385,"ДТПL035-1100.300",null,"Преобразователь термоэлектрический ДТПL035-1100.300",1490,1788,"Под заказ","ДТПL","По запросу",1,0,1,9025900008,"Производимый",24]
["2023-06-06T16:44:55.024","2023-06-06",79823,"ДТПL035-1100.320",null,"Преобразователь термоэлектрический ДТПL035-1100.320",1490,1788,"Под заказ","ДТПL","4",280,0,1,9025900008,"Производимый",24]
["2023-06-06T16:44:55.024","2023-06-06",115097,"ДТПL035-1100.320.G1/2",null,"Преобразователь термоэлектрический ДТПL035-1100.320.G1/2",1714,2056.8000000000002,"Под заказ","ДТПL","4",280,0,1,9025900008,"Производимый",24]
["2023-06-06T16:44:55.024","2023-06-06",10803,"ДТПL035-1100.400",null,"Преобразователь термоэлектрический ДТПL035-1100.400",1490,1788,"Под заказ","ДТПL","По запросу",1,0,1,9025900008,"Производимый",24]
["2023-06-06T16:44:55.024","2023-06-06",37270,"ДТПL035-1100.500",null,"Преобразователь термоэлектрический ДТПL035-1100.500",1490,1788,"Под заказ","ДТПL","По запросу",1,0,1,9025900008,"Производимый",24]
["2023-06-06T16:44:55.024","2023-06-06",32228,"ДТПL035-1100.60",null,"Преобразователь термоэлектрический ДТПL035-1100.60",1315,1578,"Под заказ","ДТПL","4",1000,0,1,9025900008,"Производимый",24]
["2023-06-06T16:44:55.024","2023-06-06",35389,"ДТПL035-1100.80",null,"Преобразователь термоэлектрический ДТПL035-1100.80",1315,1578,"Под заказ","ДТПL","4",280,0,1,9025900008,"Производимый",24]
["2023-06-06T16:44:55.024","2023-06-06",36942,"ДТПL035-1100.800",null,"Преобразователь термоэлектрический ДТПL035-1100.800",1815,2178,"Под заказ","ДТПL","4",1,0,1,9025900008,"Производимый",24]
["2023-06-06T16:44:55.024","2023-06-06",95131,"ДТПL035-1110.100",null,"Преобразователь термоэлектрический ДТПL035-1110.100",2465,2958,"Под заказ","ДТПL","По запросу",1,0,1,9025900008,"Производимый",24]
["2023-06-06T16:44:55.024","2023-06-06",56568,"ДТПL035-1110.1400",null,"Преобразователь термоэлектрический ДТПL035-1110.1400",4415,5298,"Под заказ","ДТПL","По запросу",1,0,1,9025900008,"Производимый",24]
["2023-06-06T16:44:55.024","2023-06-06",42751,"ДТПL035-1110.160",null,"Преобразователь термоэлектрический ДТПL035-1110.160",2465,2958,"Под заказ","ДТПL","По запросу",1,0,1,9025900008,"Производимый",24]
["2023-06-06T16:44:55.024","2023-06-06",19230,"ДТПL035-1110.200",null,"Преобразователь термоэлектрический ДТПL035-1110.200",2465,2958,"Под заказ","ДТПL","По запросу",1,0,1,9025900008,"Производимый",24]
["2023-06-06T16:44:55.024","2023-06-06",62131,"ДТПL035-1110.500",null,"Преобразователь термоэлектрический ДТПL035-1110.500",2785,3342,"Под заказ","ДТПL","По запросу",1,0,1,9025900008,"Производимый",24]
["2023-06-06T16:44:55.024","2023-06-06",56517,"ДТПL035-1110.60",null,"Преобразователь термоэлектрический ДТПL035-1110.60",2465,2958,"Под заказ","ДТПL","По запросу",1,0,1,9025900008,"Производимый",24]
["2023-06-06T16:44:55.024","2023-06-06",39494,"ДТПL035Л-0100.100",null,"Преобразователь термоэлектрический ДТПL035Л-0100.100",1315,1578,"Под заказ","ДТПL","4",966,0,1,9025900008,"Производимый",24]
["2023-06-06T16:44:55.024","2023-06-06",119956,"ДТПL035Л-0100.100.G1/2",null,"Преобразователь термоэлектрический ДТПL035Л-0100.100.G1/2",1513,1815.6,"Под заказ","ДТПL","По запросу",1,0,1,9025900008,"Производимый",24]
["2023-06-06T16:44:55.024","2023-06-06",119957,"ДТПL035Л-0100.100.G3/4",null,"Преобразователь термоэлектрический ДТПL035Л-0100.100.G3/4",1513,1815.6,"Под заказ","ДТПL","По запросу",1,0,1,9025900008,"Производимый",24]
["2023-06-06T16:44:55.024","2023-06-06",48096,"ДТПL035Л-0100.1000",null,"Преобразователь термоэлектрический ДТПL035Л-0100.1000",2240,2688,"Под заказ","ДТПL","4",371,0,1,9025900008,"Производимый",24]
["2023-06-06T16:44:55.024","2023-06-06",41717,"ДТПL035Л-0100.120",null,"Преобразователь термоэлектрический ДТПL035Л-0100.120",1315,1578,"Под заказ","ДТПL","4",966,0,1,9025900008,"Производимый",24]
["2023-06-06T16:44:55.024","2023-06-06",119958,"ДТПL035Л-0100.120.G3/4",null,"Преобразователь термоэлектрический ДТПL035Л-0100.120.G3/4",1513,1815.6,"Под заказ","ДТПL","По запросу",1,0,1,9025900008,"Производимый",24]
["2023-06-06T16:44:55.024","2023-06-06",46300,"ДТПL035Л-0100.160",null,"Преобразователь термоэлектрический ДТПL035Л-0100.160",1315,1578,"Под заказ","ДТПL","4",966,0,1,9025900008,"Производимый",24]
["2023-06-06T16:44:55.024","2023-06-06",113033,"ДТПL035Л-0100.1600",null,"Преобразователь термоэлектрический ДТПL035Л-0100.1600",3210,3852,"Под заказ","ДТПL","4",246,0,1,9025900008,"Производимый",24]
["2023-06-06T16:44:55.024","2023-06-06",39451,"ДТПL035Л-0100.200",null,"Преобразователь термоэлектрический ДТПL035Л-0100.200",1315,1578,"Под заказ","ДТПL","4",966,0,1,9025900008,"Производимый",24]
["2023-06-06T16:44:55.024","2023-06-06",45367,"ДТПL035Л-0100.250",null,"Преобразователь термоэлектрический ДТПL035Л-0100.250",1490,1788,"Под заказ","ДТПL","По запросу",1,0,1,9025900008,"Производимый",24]
["2023-06-06T16:44:55.024","2023-06-06",42046,"ДТПL035Л-0100.320",null,"Преобразователь термоэлектрический ДТПL035Л-0100.320",1490,1788,"Под заказ","ДТПL","4",865,0,1,9025900008,"Производимый",24]
["2023-06-06T16:44:55.024","2023-06-06",47178,"ДТПL035Л-0100.500",null,"Преобразователь термоэлектрический ДТПL035Л-0100.500",1490,1788,"Под заказ","ДТПL","4",639,0,1,9025900008,"Производимый",24]
["2023-06-06T16:44:55.024","2023-06-06",41490,"ДТПL035Л-0100.60",null,"Преобразователь термоэлектрический ДТПL035Л-0100.60",1315,1578,"Под заказ","ДТПL","4",966,0,1,9025900008,"Производимый",24]
["2023-06-06T16:44:55.024","2023-06-06",42047,"ДТПL035Л-0100.630",null,"Преобразователь термоэлектрический ДТПL035Л-0100.630",1815,2178,"Под заказ","ДТПL","По запросу",1,0,1,9025900008,"Производимый",24]
["2023-06-06T16:44:55.024","2023-06-06",43467,"ДТПL035Л-0100.80",null,"Преобразователь термоэлектрический ДТПL035Л-0100.80",1315,1578,"Под заказ","ДТПL","4",966,0,1,9025900008,"Производимый",24]
["2023-06-06T16:44:55.024","2023-06-06",119955,"ДТПL035Л-0100.80.G1/2",null,"Преобразователь термоэлектрический ДТПL035Л-0100.80.G1/2",1513,1815.6,"Под заказ","ДТПL","По запросу",1,0,1,9025900008,"Производимый",24]
["2023-06-06T16:44:55.024","2023-06-06",47947,"ДТПL035Л-0110.1000",null,"Преобразователь термоэлектрический ДТПL035Л-0110.1000",3630,4356,"Под заказ","ДТПL","4",160,0,1,9025900008,"Производимый",24]
["2023-06-06T16:44:55.024","2023-06-06",47948,"ДТПL035Л-0110.120",null,"Преобразователь термоэлектрический ДТПL035Л-0110.120",2465,2958,"Под заказ","ДТПL","4",305,0,1,9025900008,"Производимый",24]
["2023-06-06T16:44:55.024","2023-06-06",70892,"ДТПL035Л-0110.160",null,"Преобразователь термоэлектрический ДТПL035Л-0110.160",2465,2958,"Под заказ","ДТПL","4",264,0,1,9025900008,"Производимый",24]
["2023-06-06T16:44:55.024","2023-06-06",77798,"ДТПL035Л-0110.200",null,"Преобразователь термоэлектрический ДТПL035Л-0110.200",2465,2958,"Под заказ","ДТПL","4",233,0,1,9025900008,"Производимый",24]
["2023-06-06T16:44:55.024","2023-06-06",118031,"ДТПL035Л-0110.250",null,"Преобразователь термоэлектрический ДТПL035Л-0110.250",2785,3342,"Под заказ","ДТПL","4",203,0,1,9025900008,"Производимый",24]
["2023-06-06T16:44:55.024","2023-06-06",100336,"ДТПL035Л-0110.320",null,"Преобразователь термоэлектрический ДТПL035Л-0110.320",2785,3342,"Под заказ","ДТПL","4",172,0,1,9025900008,"Производимый",24]
["2023-06-06T16:44:55.024","2023-06-06",57364,"ДТПL035Л-0110.400",null,"Преобразователь термоэлектрический ДТПL035Л-0110.400",2785,3342,"Под заказ","ДТПL","4",147,0,1,9025900008,"Производимый",24]
["2023-06-06T16:44:55.024","2023-06-06",81782,"ДТПL035Л-0110.500",null,"Преобразователь термоэлектрический ДТПL035Л-0110.500",2785,3342,"Под заказ","ДТПL","4",285,0,1,9025900008,"Производимый",24]
["2023-06-06T16:44:55.024","2023-06-06",77799,"ДТПL035Л-0110.800",null,"Преобразователь термоэлектрический ДТПL035Л-0110.800",3120,3744,"Под заказ","ДТПL","4",194,0,1,9025900008,"Производимый",24]
["2023-06-06T16:44:55.024","2023-06-06",109338,"ДТПL035Л-0210.630",null,"Преобразователь термоэлектрический ДТПL035Л-0210.630",3740,4488,"Под заказ","ДТПL","4",47,0,1,9025900008,"Производимый",24]
["2023-06-06T16:44:55.024","2023-06-06",86133,"ДТПL035Л-1010.200",null,"Преобразователь термоэлектрический ДТПL035Л-1010.200",2465,2958,"Под заказ","ДТПL","4",336,0,1,9025900008,"Производимый",24]
["2023-06-06T16:44:55.024","2023-06-06",70974,"ДТПL035Л-1110.200",null,"Преобразователь термоэлектрический ДТПL035Л-1110.200",2465,2958,"Под заказ","ДТПL","4",233,0,1,9025900008,"Производимый",24]
["2023-06-06T16:44:55.024","2023-06-06",10337,"ДТПL035Э-0100.100",null,"Преобразователь термоэлектрический ДТПL035Э-0100.100",1315,1578,"Под заказ","ДТПL","По запросу",1,0,1,9025900008,"Производимый",24]
["2023-06-06T16:44:55.024","2023-06-06",20965,"ДТПL035Э-0100.120",null,"Преобразователь термоэлектрический ДТПL035Э-0100.120",1315,1578,"Под заказ","ДТПL","По запросу",1,0,1,9025900008,"Производимый",24]
["2023-06-06T16:44:55.024","2023-06-06",7054,"ДТПL035Э-0100.80",null,"Преобразователь термоэлектрический ДТПL035Э-0100.80",1315,1578,"Под заказ","ДТПL","По запросу",1,0,1,9025900008,"Производимый",24]
["2023-06-06T16:44:55.024","2023-06-06",109836,"ДТПL035Э-0200.200",null,"Преобразователь термоэлектрический ДТПL035Э-0200.200",1575,1890,"Под заказ","ДТПL","4",80,0,1,9025900008,"Производимый",24]
["2023-06-06T16:44:55.024","2023-06-06",48115,"ДТПL035Э1D6-0100.320",null,"Преобразователь термоэлектрический ДТПL035Э1D6-0100.320",1490,1788,"Под заказ","ДТПL","По запросу",1,0,1,9025900008,"Производимый",24]
["2023-06-06T16:44:55.024","2023-06-06",101020,"ДТПL035ЭD6-0100.120",null,"Преобразователь термоэлектрический ДТПL035ЭD6-0100.120",1315,1578,"Под заказ","ДТПL","4",41,0,1,9025900008,"Производимый",24]
["2023-06-06T16:44:55.024","2023-06-06",48043,"ДТПL035ЭD6-0100.320",null,"Преобразователь термоэлектрический ДТПL035ЭD6-0100.320",1490,1788,"Под заказ","ДТПL","По запросу",1,0,1,9025900008,"Производимый",24]
["2023-06-06T16:44:55.024","2023-06-06",21134,"ДТПL044-00.30/0,2",null,"Преобразователь термоэлектрический ДТПL044-00.30/0,2",550,660,"Под заказ","ДТПL","4",966,0,1,9025900008,"Производимый",24]
["2023-06-06T16:44:55.024","2023-06-06",21761,"ДТПL044-00.30/0,5",null,"Преобразователь термоэлектрический ДТПL044-00.30/0,5",700,840,"Под заказ","ДТПL","4",1,0,1,9025900008,"Производимый",24]
["2023-06-06T16:44:55.024","2023-06-06",21590,"ДТПL044-00.30/1",null,"Преобразователь термоэлектрический ДТПL044-00.30/1",850,1020,"Под заказ","ДТПL","4",966,0,1,9025900008,"Производимый",24]
["2023-06-06T16:44:55.024","2023-06-06",21678,"ДТПL044-00.30/1,5",null,"Преобразователь термоэлектрический ДТПL044-00.30/1,5",1000,1200,"Под заказ","ДТПL","4",966,0,1,9025900008,"Производимый",24]
["2023-06-06T16:44:55.024","2023-06-06",30545,"ДТПL044-00.30/10",null,"Преобразователь термоэлектрический ДТПL044-00.30/10",3550,4260,"Под заказ","ДТПL","4",199,0,1,9025900008,"Производимый",24]
["2023-06-06T16:44:55.024","2023-06-06",41116,"ДТПL044-00.30/12",null,"Преобразователь термоэлектрический ДТПL044-00.30/12",4150,4980,"Под заказ","ДТПL","По запросу",1,0,1,9025900008,"Производимый",24]
["2023-06-06T16:44:55.024","2023-06-06",31521,"ДТПL044-00.30/2",null,"Преобразователь термоэлектрический ДТПL044-00.30/2",1150,1380,"Под заказ","ДТПL","4",966,0,1,9025900008,"Производимый",24]
["2023-06-06T16:44:55.024","2023-06-06",40792,"ДТПL044-00.30/2,5",null,"Преобразователь термоэлектрический ДТПL044-00.30/2,5",1300,1560,"Под заказ","ДТПL","4",787,0,1,9025900008,"Производимый",24]
["2023-06-06T16:44:55.024","2023-06-06",30610,"ДТПL044-00.30/20",null,"Преобразователь термоэлектрический ДТПL044-00.30/20",6550,7860,"Под заказ","ДТПL","4",100,0,1,9025900008,"Производимый",24]
["2023-06-06T16:44:55.024","2023-06-06",35460,"ДТПL044-00.30/3",null,"Преобразователь термоэлектрический ДТПL044-00.30/3",1450,1740,"Под заказ","ДТПL","4",658,0,1,9025900008,"Производимый",24]
["2023-06-06T16:44:55.024","2023-06-06",42136,"ДТПL044-00.30/4",null,"Преобразователь термоэлектрический ДТПL044-00.30/4",1750,2100,"Под заказ","ДТПL","4",495,0,1,9025900008,"Производимый",24]
["2023-06-06T16:44:55.024","2023-06-06",35534,"ДТПL044-00.30/5",null,"Преобразователь термоэлектрический ДТПL044-00.30/5",2050,2460,"Под заказ","ДТПL","4",397,0,1,9025900008,"Производимый",24]
["2023-06-06T16:44:55.024","2023-06-06",46154,"ДТПL044-00.30/6",null,"Преобразователь термоэлектрический ДТПL044-00.30/6",2350,2820,"Под заказ","ДТПL","По запросу",1,0,1,9025900008,"Производимый",24]
["2023-06-06T16:44:55.024","2023-06-06",42628,"ДТПL044-00.30/7",null,"Преобразователь термоэлектрический ДТПL044-00.30/7",2650,3180,"Под заказ","ДТПL","По запросу",1,0,1,9025900008,"Производимый",24]
["2023-06-06T16:44:55.024","2023-06-06",124943,"ДТПL044-00.30/7,5",null,"Преобразователь термоэлектрический ДТПL044-00.30/7,5",2800,3360,"Под заказ","ДТПL","4",265,0,1,9025900008,"Производимый",24]
["2023-06-06T16:44:55.024","2023-06-06",16579,"ДТПL044-00.35/1,5",null,"Преобразователь термоэлектрический ДТПL044-00.35/1,5",1000,1200,"Под заказ","ДТПL","По запросу",1,0,1,9025900008,"Производимый",24]
["2023-06-06T16:44:55.024","2023-06-06",84691,"ДТПL044-00.35/2",null,"Преобразователь термоэлектрический ДТПL044-00.35/2",1150,1380,"Под заказ","ДТПL","4",966,0,1,9025900008,"Производимый",24]
["2023-06-06T16:44:55.024","2023-06-06",9124,"ДТПL044-00.35/3",null,"Преобразователь термоэлектрический ДТПL044-00.35/3",1450,1740,"Под заказ","ДТПL","4",656,0,1,9025900008,"Производимый",24]
["2023-06-06T16:44:55.024","2023-06-06",42182,"ДТПL044-01.120/2",null,"Преобразователь термоэлектрический ДТПL044-01.120/2",1250,1500,"Под заказ","ДТПL","4",264,0,1,9025900008,"Производимый",24]
["2023-06-06T16:44:55.024","2023-06-06",36675,"ДТПL044-01.30/1,5",null,"Преобразователь термоэлектрический ДТПL044-01.30/1,5",1075,1290,"Под заказ","ДТПL","4",365,0,1,9025900008,"Производимый",24]
["2023-06-06T16:44:55.024","2023-06-06",64964,"ДТПL044-01.30/2",null,"Преобразователь термоэлектрический ДТПL044-01.30/2",1250,1500,"Под заказ","ДТПL","По запросу",1,0,1,9025900008,"Производимый",24]
["2023-06-06T16:44:55.024","2023-06-06",85959,"ДТПL044-01.30/20",null,"Преобразователь термоэлектрический ДТПL044-01.30/20",7550,9060,"Под заказ","ДТПL","4",28,0,1,9025900008,"Производимый",24]
["2023-06-06T16:44:55.024","2023-06-06",43780,"ДТПL044-01.30/5",null,"Преобразователь термоэлектрический ДТПL044-01.30/5",2300,2760,"Под заказ","ДТПL","По запросу",1,0,1,9025900008,"Производимый",24]
["2023-06-06T16:44:55.024","2023-06-06",31421,"ДТПL044-10.30/1,8",null,"Преобразователь термоэлектрический ДТПL044-10.30/1,8",1090,1308,"Под заказ","ДТПL","По запросу",1,0,1,9025900008,"Производимый",24]
["2023-06-06T16:44:55.024","2023-06-06",124879,"ДТПL044-10.30/12",null,"Преобразователь термоэлектрический ДТПL044-10.30/12",4150,4980,"Под заказ","ДТПL","По запросу",1,0,1,9025900008,"Производимый",24]
["2023-06-06T16:44:55.024","2023-06-06",62698,"ДТПL044-10.30/2",null,"Преобразователь термоэлектрический ДТПL044-10.30/2",1150,1380,"Под заказ","ДТПL","По запросу",1,0,1,9025900008,"Производимый",24]
["2023-06-06T16:44:55.024","2023-06-06",9600,"ДТПL045-0000.100",null,"Преобразователь термоэлектрический ДТПL045-0000.100",1315,1578,"Под заказ","ДТПL","По запросу",1,0,1,9025900008,"Производимый",24]
["2023-06-06T16:44:55.024","2023-06-06",20516,"ДТПL045-0000.120",null,"Преобразователь термоэлектрический ДТПL045-0000.120",1315,1578,"Под заказ","ДТПL","4",280,0,1,9025900008,"Производимый",24]
["2023-06-06T16:44:55.024","2023-06-06",45096,"ДТПL045-0000.160",null,"Преобразователь термоэлектрический ДТПL045-0000.160",1315,1578,"Под заказ","ДТПL","По запросу",1,0,1,9025900008,"Производимый",24]
["2023-06-06T16:44:55.024","2023-06-06",96917,"ДТПL045-0000.320",null,"Преобразователь термоэлектрический ДТПL045-0000.320",1490,1788,"Под заказ","ДТПL","4",280,0,1,9025900008,"Производимый",24]
["2023-06-06T16:44:55.024","2023-06-06",112395,"ДТПL045-0000.400",null,"Преобразователь термоэлектрический ДТПL045-0000.400",1490,1788,"Под заказ","ДТПL","4",280,0,1,9025900008,"Производимый",24]
["2023-06-06T16:44:55.024","2023-06-06",89376,"ДТПL045-0010.320",null,"Преобразователь термоэлектрический ДТПL045-0010.320",2785,3342,"Под заказ","ДТПL","4",397,0,1,9025900008,"Производимый",24]
["2023-06-06T16:44:55.024","2023-06-06",7345,"ДТПL045-0100.100",null,"Преобразователь термоэлектрический ДТПL045-0100.100",1315,1578,"Под заказ","ДТПL","4",280,0,1,9025900008,"Производимый",24]
["2023-06-06T16:44:55.024","2023-06-06",112943,"ДТПL045-0100.100.G1/2",null,"Преобразователь термоэлектрический ДТПL045-0100.100.G1/2",1513,1815.6,"Под заказ","ДТПL","4",280,0,1,9025900008,"Производимый",24]
["2023-06-06T16:44:55.024","2023-06-06",16097,"ДТПL045-0100.100.М22Х1,5",null,"Преобразователь термоэлектрический ДТПL045-0100.100.М22Х1,5",1513,1815.6,"Под заказ","ДТПL","По запросу",1,0,1,9025900008,"Производимый",24]
["2023-06-06T16:44:55.024","2023-06-06",7140,"ДТПL045-0100.1000",null,"Преобразователь термоэлектрический ДТПL045-0100.1000",2240,2688,"Под заказ","ДТПL","4",280,0,1,9025900008,"Производимый",24]
["2023-06-06T16:44:55.024","2023-06-06",37726,"ДТПL045-0100.1000.R1/2",null,"Преобразователь термоэлектрический ДТПL045-0100.1000.R1/2",2576,3091.2,"Под заказ","ДТПL","По запросу",1,0,1,9025900008,"Производимый",24]
["2023-06-06T16:44:55.024","2023-06-06",6833,"ДТПL045-0100.120",null,"Преобразователь термоэлектрический ДТПL045-0100.120",1315,1578,"Стандартный","ДТПL","4",280,0,1,9025900008,"Производимый",24]
["2023-06-06T16:44:55.024","2023-06-06",15891,"ДТПL045-0100.1200",null,"Преобразователь термоэлектрический ДТПL045-0100.1200",2240,2688,"Под заказ","ДТПL","4",280,0,1,9025900008,"Производимый",24]
["2023-06-06T16:44:55.024","2023-06-06",7656,"ДТПL045-0100.1250",null,"Преобразователь термоэлектрический ДТПL045-0100.1250",2240,2688,"Под заказ","ДТПL","4",280,0,1,9025900008,"Производимый",24]
["2023-06-06T16:44:55.024","2023-06-06",83832,"ДТПL045-0100.130",null,"Преобразователь термоэлектрический ДТПL045-0100.130",1315,1578,"Под заказ","ДТПL","По запросу",1,0,1,9025900008,"Производимый",24]
["2023-06-06T16:44:55.024","2023-06-06",65066,"ДТПL045-0100.1400",null,"Преобразователь термоэлектрический ДТПL045-0100.1400",3210,3852,"Под заказ","ДТПL","По запросу",1,0,1,9025900008,"Производимый",24]
["2023-06-06T16:44:55.024","2023-06-06",32121,"ДТПL045-0100.150",null,"Преобразователь термоэлектрический ДТПL045-0100.150",1315,1578,"Под заказ","ДТПL","4",280,0,1,9025900008,"Производимый",24]
["2023-06-06T16:44:55.024","2023-06-06",10282,"ДТПL045-0100.1500",null,"Преобразователь термоэлектрический ДТПL045-0100.1500",3210,3852,"Под заказ","ДТПL","По запросу",1,0,1,9025900008,"Производимый",24]
["2023-06-06T16:44:55.024","2023-06-06",7346,"ДТПL045-0100.160",null,"Преобразователь термоэлектрический ДТПL045-0100.160",1315,1578,"Под заказ","ДТПL","4",280,0,1,9025900008,"Производимый",24]
["2023-06-06T16:44:55.024","2023-06-06",16186,"ДТПL045-0100.160.М27Х2",null,"Преобразователь термоэлектрический ДТПL045-0100.160.М27Х2",1513,1815.6,"Под заказ","ДТПL","По запросу",1,0,1,9025900008,"Производимый",24]
["2023-06-06T16:44:55.024","2023-06-06",8079,"ДТПL045-0100.1600",null,"Преобразователь термоэлектрический ДТПL045-0100.1600",3210,3852,"Под заказ","ДТПL","4",246,0,1,9025900008,"Производимый",24]
["2023-06-06T16:44:55.024","2023-06-06",18647,"ДТПL045-0100.180",null,"Преобразователь термоэлектрический ДТПL045-0100.180",1315,1578,"Под заказ","ДТПL","4",280,0,1,9025900008,"Производимый",24]
["2023-06-06T16:44:55.024","2023-06-06",20898,"ДТПL045-0100.1800",null,"Преобразователь термоэлектрический ДТПL045-0100.1800",3210,3852,"Под заказ","ДТПL","По запросу",1,0,1,9025900008,"Производимый",24]
["2023-06-06T16:44:55.024","2023-06-06",65067,"ДТПL045-0100.1900",null,"Преобразователь термоэлектрический ДТПL045-0100.1900",3210,3852,"Под заказ","ДТПL","По запросу",1,0,1,9025900008,"Производимый",24]
["2023-06-06T16:44:55.024","2023-06-06",7347,"ДТПL045-0100.200",null,"Преобразователь термоэлектрический ДТПL045-0100.200",1315,1578,"Стандартный","ДТПL","4",280,0,1,9025900008,"Производимый",24]
["2023-06-06T16:44:55.024","2023-06-06",48032,"ДТПL045-0100.200.G1/2",null,"Преобразователь термоэлектрический ДТПL045-0100.200.G1/2",1513,1815.6,"Под заказ","ДТПL","По запросу",1,0,1,9025900008,"Производимый",24]
["2023-06-06T16:44:55.024","2023-06-06",8726,"ДТПL045-0100.2000",null,"Преобразователь термоэлектрический ДТПL045-0100.2000",3210,3852,"Под заказ","ДТПL","4",201,0,1,9025900008,"Производимый",24]
["2023-06-06T16:44:55.024","2023-06-06",98170,"ДТПL045-0100.240",null,"Преобразователь термоэлектрический ДТПL045-0100.240",1490,1788,"Под заказ","ДТПL","4",280,0,1,9025900008,"Производимый",24]
["2023-06-06T16:44:55.024","2023-06-06",7348,"ДТПL045-0100.250",null,"Преобразователь термоэлектрический ДТПL045-0100.250",1490,1788,"Под заказ","ДТПL","4",280,0,1,9025900008,"Производимый",24]
["2023-06-06T16:44:55.024","2023-06-06",65608,"ДТПL045-0100.2500",null,"Преобразователь термоэлектрический ДТПL045-0100.2500",4210,5052,"Под заказ","ДТПL","По запросу",1,0,1,9025900008,"Производимый",24]
["2023-06-06T16:44:55.024","2023-06-06",17966,"ДТПL045-0100.280",null,"Преобразователь термоэлектрический ДТПL045-0100.280",1490,1788,"Под заказ","ДТПL","По запросу",1,0,1,9025900008,"Производимый",24]
["2023-06-06T16:44:55.024","2023-06-06",19314,"ДТПL045-0100.300",null,"Преобразователь термоэлектрический ДТПL045-0100.300",1490,1788,"Под заказ","ДТПL","4",280,0,1,9025900008,"Производимый",24]
["2023-06-06T16:44:55.024","2023-06-06",7349,"ДТПL045-0100.320",null,"Преобразователь термоэлектрический ДТПL045-0100.320",1490,1788,"Под заказ","ДТПL","4",280,0,1,9025900008,"Производимый",24]
["2023-06-06T16:44:55.024","2023-06-06",130916,"ДТПL045-0100.320.G1/2",null,"Преобразователь термоэлектрический ДТПL045-0100.320.G1/2",1714,2056.8000000000002,"Под заказ","ДТПL","4",280,0,1,9025900008,"Производимый",24]
["2023-06-06T16:44:55.024","2023-06-06",11600,"ДТПL045-0100.340",null,"Преобразователь термоэлектрический ДТПL045-0100.340",1490,1788,"Под заказ","ДТПL","По запросу",1,0,1,9025900008,"Производимый",24]
["2023-06-06T16:44:55.024","2023-06-06",7350,"ДТПL045-0100.400",null,"Преобразователь термоэлектрический ДТПL045-0100.400",1490,1788,"Под заказ","ДТПL","4",280,0,1,9025900008,"Производимый",24]
["2023-06-06T16:44:55.024","2023-06-06",7351,"ДТПL045-0100.500",null,"Преобразователь термоэлектрический ДТПL045-0100.500",1490,1788,"Под заказ","ДТПL","4",280,0,1,9025900008,"Производимый",24]
["2023-06-06T16:44:55.024","2023-06-06",8788,"ДТПL045-0100.60",null,"Преобразователь термоэлектрический ДТПL045-0100.60",1315,1578,"Стандартный","ДТПL","4",280,0,1,9025900008,"Производимый",24]
["2023-06-06T16:44:55.024","2023-06-06",19634,"ДТПL045-0100.600",null,"Преобразователь термоэлектрический ДТПL045-0100.600",1815,2178,"Под заказ","ДТПL","4",712,0,1,9025900008,"Производимый",24]
["2023-06-06T16:44:55.024","2023-06-06",7642,"ДТПL045-0100.630",null,"Преобразователь термоэлектрический ДТПL045-0100.630",1815,2178,"Под заказ","ДТПL","4",280,0,1,9025900008,"Производимый",24]
["2023-06-06T16:44:55.024","2023-06-06",60216,"ДТПL045-0100.70",null,"Преобразователь термоэлектрический ДТПL045-0100.70",1315,1578,"Под заказ","ДТПL","По запросу",1,0,1,9025900008,"Производимый",24]
["2023-06-06T16:44:55.024","2023-06-06",20020,"ДТПL045-0100.700",null,"Преобразователь термоэлектрический ДТПL045-0100.700",1815,2178,"Под заказ","ДТПL","4",280,0,1,9025900008,"Производимый",24]
["2023-06-06T16:44:55.024","2023-06-06",19220,"ДТПL045-0100.750",null,"Преобразователь термоэлектрический ДТПL045-0100.750",1815,2178,"Под заказ","ДТПL","По запросу",1,0,1,9025900008,"Производимый",24]
["2023-06-06T16:44:55.024","2023-06-06",7672,"ДТПL045-0100.80",null,"Преобразователь термоэлектрический ДТПL045-0100.80",1315,1578,"Стандартный","ДТПL","4",280,0,1,9025900008,"Производимый",24]
["2023-06-06T16:44:55.024","2023-06-06",8436,"ДТПL045-0100.800",null,"Преобразователь термоэлектрический ДТПL045-0100.800",1815,2178,"Под заказ","ДТПL","4",280,0,1,9025900008,"Производимый",24]
["2023-06-06T16:44:55.024","2023-06-06",32027,"ДТПL045-0100.850",null,"Преобразователь термоэлектрический ДТПL045-0100.850",2240,2688,"Под заказ","ДТПL","4",280,0,1,9025900008,"Производимый",24]
["2023-06-06T16:44:55.024","2023-06-06",86079,"ДТПL045-0100.900",null,"Преобразователь термоэлектрический ДТПL045-0100.900",2240,2688,"Под заказ","ДТПL","4",280,0,1,9025900008,"Производимый",24]
["2023-06-06T16:44:55.024","2023-06-06",20967,"ДТПL045-0110.100",null,"Преобразователь термоэлектрический ДТПL045-0110.100",2465,2958,"Под заказ","ДТПL","4",330,0,1,9025900008,"Производимый",24]
["2023-06-06T16:44:55.024","2023-06-06",16864,"ДТПL045-0110.1000",null,"Преобразователь термоэлектрический ДТПL045-0110.1000",3630,4356,"Под заказ","ДТПL","4",160,0,1,9025900008,"Производимый",24]
["2023-06-06T16:44:55.024","2023-06-06",16209,"ДТПL045-0110.120",null,"Преобразователь термоэлектрический ДТПL045-0110.120",2465,2958,"Под заказ","ДТПL","4",305,0,1,9025900008,"Производимый",24]
["2023-06-06T16:44:55.024","2023-06-06",7813,"ДТПL045-0110.1250",null,"Преобразователь термоэлектрический ДТПL045-0110.1250",3630,4356,"Под заказ","ДТПL","4",131,0,1,9025900008,"Производимый",24]
["2023-06-06T16:44:55.024","2023-06-06",18632,"ДТПL045-0110.160",null,"Преобразователь термоэлектрический ДТПL045-0110.160",2465,2958,"Под заказ","ДТПL","4",264,0,1,9025900008,"Производимый",24]
["2023-06-06T16:44:55.024","2023-06-06",31794,"ДТПL045-0110.1600",null,"Преобразователь термоэлектрический ДТПL045-0110.1600",4415,5298,"Под заказ","ДТПL","4",105,0,1,9025900008,"Производимый",24]
["2023-06-06T16:44:55.024","2023-06-06",50118,"ДТПL045-0110.180",null,"Преобразователь термоэлектрический ДТПL045-0110.180",2465,2958,"Под заказ","ДТПL","4",248,0,1,9025900008,"Производимый",24]
["2023-06-06T16:44:55.024","2023-06-06",16852,"ДТПL045-0110.200",null,"Преобразователь термоэлектрический ДТПL045-0110.200",2465,2958,"Под заказ","ДТПL","4",233,0,1,9025900008,"Производимый",24]
["2023-06-06T16:44:55.024","2023-06-06",21510,"ДТПL045-0110.2000",null,"Преобразователь термоэлектрический ДТПL045-0110.2000",4415,5298,"Под заказ","ДТПL","4",85,0,1,9025900008,"Производимый",24]
["2023-06-06T16:44:55.024","2023-06-06",129758,"ДТПL045-0110.220",null,"Преобразователь термоэлектрический ДТПL045-0110.220",2785,3342,"Под заказ","ДТПL","4",220,0,1,9025900008,"Производимый",24]
["2023-06-06T16:44:55.024","2023-06-06",18646,"ДТПL045-0110.250",null,"Преобразователь термоэлектрический ДТПL045-0110.250",2785,3342,"Под заказ","ДТПL","4",203,0,1,9025900008,"Производимый",24]
["2023-06-06T16:44:55.024","2023-06-06",129399,"ДТПL045-0110.280",null,"Преобразователь термоэлектрический ДТПL045-0110.280",2785,3342,"Под заказ","ДТПL","4",189,0,1,9025900008,"Производимый",24]
["2023-06-06T16:44:55.024","2023-06-06",16854,"ДТПL045-0110.320",null,"Преобразователь термоэлектрический ДТПL045-0110.320",2785,3342,"Под заказ","ДТПL","4",172,0,1,9025900008,"Производимый",24]
["2023-06-06T16:44:55.024","2023-06-06",16855,"ДТПL045-0110.350",null,"Преобразователь термоэлектрический ДТПL045-0110.350",2785,3342,"Под заказ","ДТПL","4",162,0,1,9025900008,"Производимый",24]
["2023-06-06T16:44:55.024","2023-06-06",16856,"ДТПL045-0110.400",null,"Преобразователь термоэлектрический ДТПL045-0110.400",2785,3342,"Под заказ","ДТПL","4",147,0,1,9025900008,"Производимый",24]
["2023-06-06T16:44:55.024","2023-06-06",35153,"ДТПL045-0110.500",null,"Преобразователь термоэлектрический ДТПL045-0110.500",2785,3342,"Под заказ","ДТПL","4",285,0,1,9025900008,"Производимый",24]
["2023-06-06T16:44:55.024","2023-06-06",30641,"ДТПL045-0110.60",null,"Преобразователь термоэлектрический ДТПL045-0110.60",2465,2958,"Под заказ","ДТПL","4",396,0,1,9025900008,"Производимый",24]
["2023-06-06T16:44:55.024","2023-06-06",16865,"ДТПL045-0110.600",null,"Преобразователь термоэлектрический ДТПL045-0110.600",3120,3744,"Под заказ","ДТПL","4",246,0,1,9025900008,"Производимый",24]
["2023-06-06T16:44:55.024","2023-06-06",18076,"ДТПL045-0110.630",null,"Преобразователь термоэлектрический ДТПL045-0110.630",3120,3744,"Под заказ","ДТПL","4",237,0,1,9025900008,"Производимый",24]
["2023-06-06T16:44:55.024","2023-06-06",22124,"ДТПL045-0110.80",null,"Преобразователь термоэлектрический ДТПL045-0110.80",2465,2958,"Под заказ","ДТПL","4",360,0,1,9025900008,"Производимый",24]
["2023-06-06T16:44:55.024","2023-06-06",16858,"ДТПL045-0110.800",null,"Преобразователь термоэлектрический ДТПL045-0110.800",3120,3744,"Под заказ","ДТПL","По запросу",1,0,1,9025900008,"Производимый",24]
["2023-06-06T16:44:55.024","2023-06-06",30801,"ДТПL045-0200.100",null,"Преобразователь термоэлектрический ДТПL045-0200.100",1575,1890,"Под заказ","ДТПL","По запросу",1,0,1,9025900008,"Производимый",24]
["2023-06-06T16:44:55.024","2023-06-06",31788,"ДТПL045-0200.1000",null,"Преобразователь термоэлектрический ДТПL045-0200.1000",2690,3228,"Под заказ","ДТПL","4",80,0,1,9025900008,"Производимый",24]
["2023-06-06T16:44:55.024","2023-06-06",10283,"ДТПL045-0200.120",null,"Преобразователь термоэлектрический ДТПL045-0200.120",1575,1890,"Под заказ","ДТПL","4",80,0,1,9025900008,"Производимый",24]
["2023-06-06T16:44:55.024","2023-06-06",11844,"ДТПL045-0200.1250",null,"Преобразователь термоэлектрический ДТПL045-0200.1250",2690,3228,"Под заказ","ДТПL","4",80,0,1,9025900008,"Производимый",24]
["2023-06-06T16:44:55.024","2023-06-06",45080,"ДТПL045-0200.1400",null,"Преобразователь термоэлектрический ДТПL045-0200.1400",3855,4626,"Под заказ","ДТПL","По запросу",1,0,1,9025900008,"Производимый",24]
["2023-06-06T16:44:55.024","2023-06-06",45081,"ДТПL045-0200.1500",null,"Преобразователь термоэлектрический ДТПL045-0200.1500",3855,4626,"Под заказ","ДТПL","4",74,0,1,9025900008,"Производимый",24]
["2023-06-06T16:44:55.024","2023-06-06",15620,"ДТПL045-0200.160",null,"Преобразователь термоэлектрический ДТПL045-0200.160",1575,1890,"Под заказ","ДТПL","4",80,0,1,9025900008,"Производимый",24]
["2023-06-06T16:44:55.024","2023-06-06",15493,"ДТПL045-0200.1600",null,"Преобразователь термоэлектрический ДТПL045-0200.1600",3855,4626,"Под заказ","ДТПL","4",70,0,1,9025900008,"Производимый",24]
["2023-06-06T16:44:55.024","2023-06-06",45082,"ДТПL045-0200.1800",null,"Преобразователь термоэлектрический ДТПL045-0200.1800",3855,4626,"Под заказ","ДТПL","4",63,0,1,9025900008,"Производимый",24]
["2023-06-06T16:44:55.024","2023-06-06",45083,"ДТПL045-0200.1900",null,"Преобразователь термоэлектрический ДТПL045-0200.1900",3855,4626,"Под заказ","ДТПL","По запросу",1,0,1,9025900008,"Производимый",24]
["2023-06-06T16:44:55.024","2023-06-06",18779,"ДТПL045-0200.200",null,"Преобразователь термоэлектрический ДТПL045-0200.200",1575,1890,"Под заказ","ДТПL","4",80,0,1,9025900008,"Производимый",24]
["2023-06-06T16:44:55.024","2023-06-06",45084,"ДТПL045-0200.2000",null,"Преобразователь термоэлектрический ДТПL045-0200.2000",3855,4626,"Под заказ","ДТПL","4",57,0,1,9025900008,"Производимый",24]
["2023-06-06T16:44:55.024","2023-06-06",16936,"ДТПL045-0200.250",null,"Преобразователь термоэлектрический ДТПL045-0200.250",1800,2160,"Под заказ","ДТПL","4",80,0,1,9025900008,"Производимый",24]
["2023-06-06T16:44:55.024","2023-06-06",19378,"ДТПL045-0200.300",null,"Преобразователь термоэлектрический ДТПL045-0200.300",1800,2160,"Под заказ","ДТПL","4",80,0,1,9025900008,"Производимый",24]
["2023-06-06T16:44:55.024","2023-06-06",10284,"ДТПL045-0200.320",null,"Преобразователь термоэлектрический ДТПL045-0200.320",1800,2160,"Под заказ","ДТПL","4",80,0,1,9025900008,"Производимый",24]
["2023-06-06T16:44:55.024","2023-06-06",45079,"ДТПL045-0200.350",null,"Преобразователь термоэлектрический ДТПL045-0200.350",1800,2160,"Под заказ","ДТПL","По запросу",1,0,1,9025900008,"Производимый",24]
["2023-06-06T16:44:55.024","2023-06-06",17883,"ДТПL045-0200.400",null,"Преобразователь термоэлектрический ДТПL045-0200.400",1800,2160,"Под заказ","ДТПL","4",80,0,1,9025900008,"Производимый",24]
["2023-06-06T16:44:55.024","2023-06-06",37799,"ДТПL045-0200.500",null,"Преобразователь термоэлектрический ДТПL045-0200.500",1800,2160,"Под заказ","ДТПL","4",80,0,1,9025900008,"Производимый",24]
["2023-06-06T16:44:55.024","2023-06-06",30932,"ДТПL045-0200.630",null,"Преобразователь термоэлектрический ДТПL045-0200.630",2185,2622,"Под заказ","ДТПL","4",80,0,1,9025900008,"Производимый",24]
["2023-06-06T16:44:55.024","2023-06-06",11532,"ДТПL045-0200.800",null,"Преобразователь термоэлектрический ДТПL045-0200.800",2185,2622,"Под заказ","ДТПL","4",80,0,1,9025900008,"Производимый",24]
["2023-06-06T16:44:55.024","2023-06-06",94400,"ДТПL045-0210.100",null,"Преобразователь термоэлектрический ДТПL045-0210.100",2970,3564,"Под заказ","ДТПL","4",150,0,1,9025900008,"Производимый",24]
["2023-06-06T16:44:55.024","2023-06-06",77719,"ДТПL045-0210.1000",null,"Преобразователь термоэлектрический ДТПL045-0210.1000",4360,5232,"Под заказ","ДТПL","4",32,0,1,9025900008,"Производимый",24]
["2023-06-06T16:44:55.024","2023-06-06",44564,"ДТПL045-0210.120",null,"Преобразователь термоэлектрический ДТПL045-0210.120",2970,3564,"Под заказ","ДТПL","4",138,0,1,9025900008,"Производимый",24]
["2023-06-06T16:44:55.024","2023-06-06",103356,"ДТПL045-0210.1250",null,"Преобразователь термоэлектрический ДТПL045-0210.1250",4360,5232,"Под заказ","ДТПL","4",26,0,1,9025900008,"Производимый",24]
["2023-06-06T16:44:55.024","2023-06-06",58954,"ДТПL045-0210.160",null,"Преобразователь термоэлектрический ДТПL045-0210.160",2970,3564,"Под заказ","ДТПL","4",120,0,1,9025900008,"Производимый",24]
["2023-06-06T16:44:55.024","2023-06-06",86498,"ДТПL045-0210.1600",null,"Преобразователь термоэлектрический ДТПL045-0210.1600",5305,6366,"Под заказ","ДТПL","4",21,0,1,9025900008,"Производимый",24]
["2023-06-06T16:44:55.024","2023-06-06",94402,"ДТПL045-0210.180",null,"Преобразователь термоэлектрический ДТПL045-0210.180",2970,3564,"Под заказ","ДТПL","4",113,0,1,9025900008,"Производимый",24]
["2023-06-06T16:44:55.024","2023-06-06",78878,"ДТПL045-0210.200",null,"Преобразователь термоэлектрический ДТПL045-0210.200",2970,3564,"Под заказ","ДТПL","4",106,0,1,9025900008,"Производимый",24]
["2023-06-06T16:44:55.024","2023-06-06",37779,"ДТПL045-0210.250",null,"Преобразователь термоэлектрический ДТПL045-0210.250",3345,4014,"Под заказ","ДТПL","4",92,0,1,9025900008,"Производимый",24]
["2023-06-06T16:44:55.024","2023-06-06",41714,"ДТПL045-0210.320",null,"Преобразователь термоэлектрический ДТПL045-0210.320",3345,4014,"Под заказ","ДТПL","4",78,0,1,9025900008,"Производимый",24]
["2023-06-06T16:44:55.024","2023-06-06",36111,"ДТПL045-0210.400",null,"Преобразователь термоэлектрический ДТПL045-0210.400",3345,4014,"Под заказ","ДТПL","4",67,0,1,9025900008,"Производимый",24]
["2023-06-06T16:44:55.024","2023-06-06",94401,"ДТПL045-0210.60",null,"Преобразователь термоэлектрический ДТПL045-0210.60",2970,3564,"Под заказ","ДТПL","4",180,0,1,9025900008,"Производимый",24]
["2023-06-06T16:44:55.024","2023-06-06",93284,"ДТПL045-0210.630",null,"Преобразователь термоэлектрический ДТПL045-0210.630",3740,4488,"Под заказ","ДТПL","4",47,0,1,9025900008,"Производимый",24]
["2023-06-06T16:44:55.024","2023-06-06",36113,"ДТПL045-0210.80",null,"Преобразователь термоэлектрический ДТПL045-0210.80",2970,3564,"Под заказ","ДТПL","По запросу",1,0,1,9025900008,"Производимый",24]
["2023-06-06T16:44:55.024","2023-06-06",132890,"ДТПL045-0210.800",null,"Преобразователь термоэлектрический ДТПL045-0210.800",3740,4488,"Под заказ","ДТПL","4",1,0,1,9025900008,"Производимый",24]
["2023-06-06T16:44:55.024","2023-06-06",131682,"ДТПL045-071Т.100",null,"Преобразователь термоэлектрический ДТПL045-071Т.100",3930,4716,"Под заказ","ДТПL","6",34,0,1,9025900008,"Производимый",24]
["2023-06-06T16:44:55.024","2023-06-06",130365,"ДТПL045-071Т.1000",null,"Преобразователь термоэлектрический ДТПL045-071Т.1000",6035,7242,"Под заказ","ДТПL","6",7,0,1,9025900008,"Производимый",24]
["2023-06-06T16:44:55.024","2023-06-06",104265,"ДТПL045-071Т.120",null,"Преобразователь термоэлектрический ДТПL045-071Т.120      ",3930,4716,"Под заказ","ДТПL","6",1,0,1,9025900008,"Производимый",24]
["2023-06-06T16:44:55.024","2023-06-06",117943,"ДТПL045-071Т.160",null,"Преобразователь термоэлектрический ДТПL045-071Т.160",3930,4716,"Под заказ","ДТПL","6",27,0,1,9025900008,"Производимый",60]
["2023-06-06T16:44:55.024","2023-06-06",119341,"ДТПL045-071Т.200",null,"Преобразователь термоэлектрический ДТПL045-071Т.200",3930,4716,"Под заказ","ДТПL","6",24,0,1,9025900008,"Производимый",60]
["2023-06-06T16:44:55.024","2023-06-06",104264,"ДТПL045-071Т.250",null,"Преобразователь термоэлектрический ДТПL045-071Т.250",4605,5526,"Под заказ","ДТПL","6",1,0,1,9025900008,"Производимый",24]
["2023-06-06T16:44:55.024","2023-06-06",130364,"ДТПL045-071Т.320",null,"Преобразователь термоэлектрический ДТПL045-071Т.320",4605,5526,"Под заказ","ДТПL","6",17,0,1,9025900008,"Производимый",24]
["2023-06-06T16:44:55.024","2023-06-06",126994,"ДТПL045-071Т.60",null,"Преобразователь термоэлектрический ДТПL045-071Т.60",3930,4716,"Под заказ","ДТПL","6",42,0,1,9025900008,"Производимый",24]
["2023-06-06T16:44:55.024","2023-06-06",111796,"ДТПL045-071Т.630",null,"Преобразователь термоэлектрический ДТПL045-071Т.630",5280,6336,"Под заказ","ДТПL","6",10,0,1,9025900008,"Производимый",24]
["2023-06-06T16:44:55.024","2023-06-06",105174,"ДТПL045-071Т.80",null,"Преобразователь термоэлектрический ДТПL045-071Т.80",3930,4716,"Под заказ","ДТПL","6",38,0,1,9025900008,"Производимый",24]
["2023-06-06T16:44:55.024","2023-06-06",63751,"ДТПL045-1100.100",null,"Преобразователь термоэлектрический ДТПL045-1100.100",1315,1578,"Под заказ","ДТПL","4",280,0,1,9025900008,"Производимый",24]
["2023-06-06T16:44:55.024","2023-06-06",65106,"ДТПL045-1100.1000",null,"Преобразователь термоэлектрический ДТПL045-1100.1000",2240,2688,"Под заказ","ДТПL","По запросу",1,0,1,9025900008,"Производимый",24]
["2023-06-06T16:44:55.024","2023-06-06",21268,"ДТПL045-1100.120",null,"Преобразователь термоэлектрический ДТПL045-1100.120",1315,1578,"Под заказ","ДТПL","4",280,0,1,9025900008,"Производимый",24]
["2023-06-06T16:44:55.024","2023-06-06",16892,"ДТПL045-1100.160",null,"Преобразователь термоэлектрический ДТПL045-1100.160",1315,1578,"Под заказ","ДТПL","4",280,0,1,9025900008,"Производимый",24]
["2023-06-06T16:44:55.024","2023-06-06",39812,"ДТПL045-1100.1600",null,"Преобразователь термоэлектрический ДТПL045-1100.1600",3210,3852,"Под заказ","ДТПL","По запросу",1,0,1,9025900008,"Производимый",24]
["2023-06-06T16:44:55.024","2023-06-06",37623,"ДТПL045-1100.200",null,"Преобразователь термоэлектрический ДТПL045-1100.200",1315,1578,"Под заказ","ДТПL","По запросу",1,0,1,9025900008,"Производимый",24]
["2023-06-06T16:44:55.024","2023-06-06",108197,"ДТПL045-1100.2000",null,"Преобразователь термоэлектрический ДТПL045-1100.2000",3210,3852,"Под заказ","ДТПL","4",201,0,1,9025900008,"Производимый",24]
["2023-06-06T16:44:55.024","2023-06-06",20901,"ДТПL045-1100.250",null,"Преобразователь термоэлектрический ДТПL045-1100.250",1490,1788,"Под заказ","ДТПL","По запросу",1,0,1,9025900008,"Производимый",24]
["2023-06-06T16:44:55.024","2023-06-06",39810,"ДТПL045-1100.320",null,"Преобразователь термоэлектрический ДТПL045-1100.320",1490,1788,"Под заказ","ДТПL","По запросу",1,0,1,9025900008,"Производимый",24]
["2023-06-06T16:44:55.024","2023-06-06",37621,"ДТПL045-1100.400",null,"Преобразователь термоэлектрический ДТПL045-1100.400",1490,1788,"Под заказ","ДТПL","4",280,0,1,9025900008,"Производимый",24]
["2023-06-06T16:44:55.024","2023-06-06",37622,"ДТПL045-1100.60",null,"Преобразователь термоэлектрический ДТПL045-1100.60",1315,1578,"Под заказ","ДТПL","По запросу",1,0,1,9025900008,"Производимый",24]
["2023-06-06T16:44:55.024","2023-06-06",65107,"ДТПL045-1100.800",null,"Преобразователь термоэлектрический ДТПL045-1100.800",1815,2178,"Под заказ","ДТПL","По запросу",1,0,1,9025900008,"Производимый",24]
["2023-06-06T16:44:55.024","2023-06-06",57752,"ДТПL045-1110.120",null,"Преобразователь термоэлектрический ДТПL045-1110.120",2465,2958,"Под заказ","ДТПL","4",305,0,1,9025900008,"Производимый",24]
["2023-06-06T16:44:55.024","2023-06-06",73557,"ДТПL045-1110.160",null,"Преобразователь термоэлектрический ДТПL045-1110.160",2465,2958,"Под заказ","ДТПL","4",264,0,1,9025900008,"Производимый",24]
["2023-06-06T16:44:55.024","2023-06-06",49793,"ДТПL045-1110.180",null,"Преобразователь термоэлектрический ДТПL045-1110.180",2465,2958,"Под заказ","ДТПL","По запросу",1,0,1,9025900008,"Производимый",24]
["2023-06-06T16:44:55.024","2023-06-06",64865,"ДТПL045-1110.200",null,"Преобразователь термоэлектрический ДТПL045-1110.200",2465,2958,"Под заказ","ДТПL","По запросу",1,0,1,9025900008,"Производимый",24]
["2023-06-06T16:44:55.024","2023-06-06",18645,"ДТПL045-1110.250",null,"Преобразователь термоэлектрический ДТПL045-1110.250",2785,3342,"Под заказ","ДТПL","По запросу",1,0,1,9025900008,"Производимый",24]
["2023-06-06T16:44:55.024","2023-06-06",49794,"ДТПL045-1110.320",null,"Преобразователь термоэлектрический ДТПL045-1110.320",2785,3342,"Под заказ","ДТПL","По запросу",1,0,1,9025900008,"Производимый",24]
["2023-06-06T16:44:55.024","2023-06-06",18483,"ДТПL045-1110.400",null,"Преобразователь термоэлектрический ДТПL045-1110.400",2785,3342,"Под заказ","ДТПL","4",147,0,1,9025900008,"Производимый",24]
["2023-06-06T16:44:55.024","2023-06-06",63097,"ДТПL045-1110.500",null,"Преобразователь термоэлектрический ДТПL045-1110.500",2785,3342,"Под заказ","ДТПL","По запросу",1,0,1,9025900008,"Производимый",24]
["2023-06-06T16:44:55.024","2023-06-06",54318,"ДТПL045-1110.700",null,"Преобразователь термоэлектрический ДТПL045-1110.700",3120,3744,"Под заказ","ДТПL","По запросу",1,0,1,9025900008,"Производимый",24]
["2023-06-06T16:44:55.024","2023-06-06",68555,"ДТПL045-1200.500",null,"Преобразователь термоэлектрический ДТПL045-1200.500",1800,2160,"Под заказ","ДТПL","По запросу",1,0,1,9025900008,"Производимый",24]
["2023-06-06T16:44:55.024","2023-06-06",68557,"ДТПL045-1200.600",null,"Преобразователь термоэлектрический ДТПL045-1200.600",2185,2622,"Под заказ","ДТПL","По запросу",1,0,1,9025900008,"Производимый",24]
["2023-06-06T16:44:55.024","2023-06-06",68556,"ДТПL045-1200.800",null,"Преобразователь термоэлектрический ДТПL045-1200.800",2185,2622,"Под заказ","ДТПL","По запросу",1,0,1,9025900008,"Производимый",24]
["2023-06-06T16:44:55.024","2023-06-06",76073,"ДТПL045-1210.500",null,"Преобразователь термоэлектрический ДТПL045-1210.500",3345,4014,"Под заказ","ДТПL","4",56,0,1,9025900008,"Производимый",24]
["2023-06-06T16:44:55.024","2023-06-06",76072,"ДТПL045-1210.60",null,"Преобразователь термоэлектрический ДТПL045-1210.60",2970,3564,"Под заказ","ДТПL","4",180,0,1,9025900008,"Производимый",24]
["2023-06-06T16:44:55.024","2023-06-06",50574,"ДТПL045Л-0100.100",null,"Преобразователь термоэлектрический ДТПL045Л-0100.100",1315,1578,"Под заказ","ДТПL","4",833,0,1,9025900008,"Производимый",24]
["2023-06-06T16:44:55.024","2023-06-06",53390,"ДТПL045Л-0100.120",null,"Преобразователь термоэлектрический ДТПL045Л-0100.120",1315,1578,"Под заказ","ДТПL","4",833,0,1,9025900008,"Производимый",24]
["2023-06-06T16:44:55.024","2023-06-06",46848,"ДТПL045Л-0100.1250",null,"Преобразователь термоэлектрический ДТПL045Л-0100.1250",2240,2688,"Под заказ","ДТПL","4",306,0,1,9025900008,"Производимый",24]
["2023-06-06T16:44:55.024","2023-06-06",47321,"ДТПL045Л-0100.160",null,"Преобразователь термоэлектрический ДТПL045Л-0100.160",1315,1578,"Под заказ","ДТПL","4",833,0,1,9025900008,"Производимый",24]
["2023-06-06T16:44:55.024","2023-06-06",59721,"ДТПL045Л-0100.1600",null,"Преобразователь термоэлектрический ДТПL045Л-0100.1600",3210,3852,"Под заказ","ДТПL","По запросу",1,0,1,9025900008,"Производимый",24]
["2023-06-06T16:44:55.024","2023-06-06",39061,"ДТПL045Л-0100.200",null,"Преобразователь термоэлектрический ДТПL045Л-0100.200",1315,1578,"Под заказ","ДТПL","4",833,0,1,9025900008,"Производимый",24]
["2023-06-06T16:44:55.024","2023-06-06",49983,"ДТПL045Л-0100.320",null,"Преобразователь термоэлектрический ДТПL045Л-0100.320",1490,1788,"Под заказ","ДТПL","4",833,0,1,9025900008,"Производимый",24]
["2023-06-06T16:44:55.024","2023-06-06",46280,"ДТПL045Л-0100.400",null,"Преобразователь термоэлектрический ДТПL045Л-0100.400",1490,1788,"Под заказ","ДТПL","4",748,0,1,9025900008,"Производимый",24]
["2023-06-06T16:44:55.024","2023-06-06",136057,"ДТПL045Л-0100.500",null,"Преобразователь термоэлектрический ДТПL045Л-0100.500",1490,1788,"Под заказ","ДТПL","4",833,0,1,9025900008,"Производимый",24]
["2023-06-06T16:44:55.024","2023-06-06",110521,"ДТПL045Л-0100.60",null,"Преобразователь термоэлектрический ДТПL045Л-0100.60",1315,1578,"Под заказ","ДТПL","4",833,0,1,9025900008,"Производимый",24]
["2023-06-06T16:44:55.024","2023-06-06",52755,"ДТПL045Л-0100.600",null,"Преобразователь термоэлектрический ДТПL045Л-0100.600",1815,2178,"Под заказ","ДТПL","По запросу",1,0,1,9025900008,"Производимый",24]
["2023-06-06T16:44:55.024","2023-06-06",49483,"ДТПL045Л-0100.630",null,"Преобразователь термоэлектрический ДТПL045Л-0100.630",1815,2178,"Под заказ","ДТПL","По запросу",1,0,1,9025900008,"Производимый",24]
["2023-06-06T16:44:55.024","2023-06-06",57205,"ДТПL045Л-0100.800",null,"Преобразователь термоэлектрический ДТПL045Л-0100.800",1815,2178,"Под заказ","ДТПL","4",446,0,1,9025900008,"Производимый",24]
["2023-06-06T16:44:55.024","2023-06-06",79246,"ДТПL045Л-0110.120",null,"Преобразователь термоэлектрический ДТПL045Л-0110.120",2465,2958,"Под заказ","ДТПL","4",305,0,1,9025900008,"Производимый",24]
["2023-06-06T16:44:55.024","2023-06-06",117127,"ДТПL045Л-0110.150",null,"Преобразователь термоэлектрический ДТПL045Л-0110.150",2465,2958,"Под заказ","ДТПL","4",273,0,1,9025900008,"Производимый",24]
["2023-06-06T16:44:55.024","2023-06-06",73743,"ДТПL045Л-0110.160",null,"Преобразователь термоэлектрический ДТПL045Л-0110.160",2465,2958,"Под заказ","ДТПL","4",264,0,1,9025900008,"Производимый",24]
["2023-06-06T16:44:55.024","2023-06-06",129272,"ДТПL045Л-0110.1600",null,"Преобразователь термоэлектрический ДТПL045Л-0110.1600",4415,5298,"Под заказ","ДТПL","По запросу",1,0,1,9025900008,"Производимый",24]
["2023-06-06T16:44:55.024","2023-06-06",112468,"ДТПL045Л-0110.200",null,"Преобразователь термоэлектрический ДТПL045Л-0110.200",2465,2958,"Под заказ","ДТПL","4",233,0,1,9025900008,"Производимый",24]
["2023-06-06T16:44:55.024","2023-06-06",92054,"ДТПL045Л-0110.2000",null,"Преобразователь термоэлектрический ДТПL045Л-0110.2000",4415,5298,"Под заказ","ДТПL","4",85,0,1,9025900008,"Производимый",24]
["2023-06-06T16:44:55.024","2023-06-06",64943,"ДТПL045Л-0110.250",null,"Преобразователь термоэлектрический ДТПL045Л-0110.250",2785,3342,"Под заказ","ДТПL","4",203,0,1,9025900008,"Производимый",24]
["2023-06-06T16:44:55.024","2023-06-06",107403,"ДТПL045Л-0110.320",null,"Преобразователь термоэлектрический ДТПL045Л-0110.320",2785,3342,"Под заказ","ДТПL","4",172,0,1,9025900008,"Производимый",24]
["2023-06-06T16:44:55.024","2023-06-06",111230,"ДТПL045Л-0110.400",null,"Преобразователь термоэлектрический ДТПL045Л-0110.400",2785,3342,"Под заказ","ДТПL","4",147,0,1,9025900008,"Производимый",24]
["2023-06-06T16:44:55.024","2023-06-06",111231,"ДТПL045Л-0110.500",null,"Преобразователь термоэлектрический ДТПL045Л-0110.500",2785,3342,"Под заказ","ДТПL","4",285,0,1,9025900008,"Производимый",24]
["2023-06-06T16:44:55.024","2023-06-06",65125,"ДТПL045Л-0110.630",null,"Преобразователь термоэлектрический ДТПL045Л-0110.630",3120,3744,"Под заказ","ДТПL","4",237,0,1,9025900008,"Производимый",24]
["2023-06-06T16:44:55.024","2023-06-06",135376,"ДТПL045Л-0200.180",null,"Преобразователь термоэлектрический ДТПL045Л-0200.180",1575,1890,"Под заказ","ДТПL","4",338,0,1,9025900008,"Производимый",24]
["2023-06-06T16:44:55.024","2023-06-06",132190,"ДТПL045Л-0200.2000",null,"Преобразователь термоэлектрический ДТПL045Л-0200.2000",3855,4626,"Под заказ","ДТПL","4",1,0,1,9025900008,"Производимый",24]
["2023-06-06T16:44:55.024","2023-06-06",135377,"ДТПL045Л-0200.320",null,"Преобразователь термоэлектрический ДТПL045Л-0200.320",1800,2160,"Под заказ","ДТПL","4",245,0,1,9025900008,"Производимый",24]
["2023-06-06T16:44:55.024","2023-06-06",131279,"ДТПL045Л-0210.100",null,"Преобразователь термоэлектрический ДТПL045Л-0210.100",2970,3564,"Под заказ","ДТПL","4",150,0,1,9025900008,"Производимый",24]
["2023-06-06T16:44:55.024","2023-06-06",125288,"ДТПL045Л-0210.200",null,"Преобразователь термоэлектрический ДТПL045Л-0210.200",2970,3564,"Под заказ","ДТПL","4",106,0,1,9025900008,"Производимый",24]
["2023-06-06T16:44:55.024","2023-06-06",125287,"ДТПL045Л-0210.500",null,"Преобразователь термоэлектрический ДТПL045Л-0210.500",3345,4014,"Под заказ","ДТПL","4",56,0,1,9025900008,"Производимый",24]
["2023-06-06T16:44:55.024","2023-06-06",116064,"ДТПL045М-0110.200.1,0.RS",null,"Датчик температуры с цифровым выходом (-40…+600С) ДТПL045М-0110.200.1,0.RS",18465,22158,"Под заказ","ДТПL","6",1,0,1,9025900008,"Производимый",24]
["2023-06-06T16:44:55.024","2023-06-06",11613,"ДТПL045Э-0100.80",null,"Преобразователь термоэлектрический ДТПL045Э-0100.80",1315,1578,"Под заказ","ДТПL","По запросу",1,0,1,9025900008,"Производимый",24]
["2023-06-06T16:44:55.024","2023-06-06",36576,"ДТПL045Э-0200.120",null,"Преобразователь термоэлектрический ДТПL045Э-0200.120",1575,1890,"Под заказ","ДТПL","По запросу",1,0,1,9025900008,"Производимый",24]
["2023-06-06T16:44:55.024","2023-06-06",37892,"ДТПL045Э-0200.120.M22X1,5",null,"Преобразователь термоэлектрический ДТПL045Э-0200.120.M22X1,5",1812,2174.4,"Под заказ","ДТПL","По запросу",1,0,1,9025900008,"Производимый",24]
["2023-06-06T16:44:55.024","2023-06-06",19452,"ДТПL045Э-0200.2000.М27Х2",null,"Преобразователь термоэлектрический ДТПL045Э-0200.2000.М27Х2",4434,5320.8,"Под заказ","ДТПL","По запросу",1,0,1,9025900008,"Производимый",24]
["2023-06-06T16:44:55.024","2023-06-06",61517,"ДТПL045Э1-0100.100",null,"Преобразователь термоэлектрический ДТПL045Э1-0100.100",1315,1578,"Под заказ","ДТПL","По запросу",1,0,1,9025900008,"Производимый",24]
["2023-06-06T16:44:55.024","2023-06-06",60722,"ДТПL045Э1-0100.80",null,"Преобразователь термоэлектрический ДТПL045Э1-0100.80",1315,1578,"Под заказ","ДТПL","По запросу",1,0,1,9025900008,"Производимый",24]
["2023-06-06T16:44:55.024","2023-06-06",58464,"ДТПL045Э1-0200.400",null,"Преобразователь термоэлектрический ДТПL045Э1-0200.400",1800,2160,"Под заказ","ДТПL","По запросу",1,0,1,9025900008,"Производимый",24]
["2023-06-06T16:44:55.024","2023-06-06",19450,"ДТПL045Э-1100.320.М20Х2",null,"Преобразователь термоэлектрический ДТПL045Э-1100.320.М20Х2",1714,2056.8000000000002,"Под заказ","ДТПL","По запросу",1,0,1,9025900008,"Производимый",24]
["2023-06-06T16:44:55.024","2023-06-06",19448,"ДТПL045Э-1100.80.М20Х2",null,"Преобразователь термоэлектрический ДТПL045Э-1100.80.М20Х2",1513,1815.6,"Под заказ","ДТПL","По запросу",1,0,1,9025900008,"Производимый",24]
["2023-06-06T16:44:55.024","2023-06-06",68960,"ДТПL045Э2-0100.60",null,"Преобразователь термоэлектрический ДТПL045Э2-0100.60",1315,1578,"Под заказ","ДТПL","По запросу",1,0,1,9025900008,"Производимый",24]
["2023-06-06T16:44:55.024","2023-06-06",68891,"ДТПL045Э2-0100.80",null,"Преобразователь термоэлектрический ДТПL045Э2-0100.80",1315,1578,"Под заказ","ДТПL","По запросу",1,0,1,9025900008,"Производимый",24]
["2023-06-06T16:44:55.024","2023-06-06",64087,"ДТПL054-00.100/0,2",null,"Преобразователь термоэлектрический ДТПL054-00.100/0,2",915,1098,"Под заказ","ДТПL","4",966,0,1,9025900008,"Производимый",24]
["2023-06-06T16:44:55.024","2023-06-06",56384,"ДТПL054-00.100/0,5",null,"Преобразователь термоэлектрический ДТПL054-00.100/0,5",1065,1278,"Под заказ","ДТПL","4",966,0,1,9025900008,"Производимый",24]
["2023-06-06T16:44:55.024","2023-06-06",32304,"ДТПL054-00.100/1",null,"Преобразователь термоэлектрический ДТПL054-00.100/1",1215,1458,"Под заказ","ДТПL","4",966,0,1,9025900008,"Производимый",24]
["2023-06-06T16:44:55.024","2023-06-06",135041,"ДТПL054-00.100/1,0.М12Х1,75",null,"Преобразователь термоэлектрический ДТПL054-00.100/1,0.М12Х1,75",1353,1623.6,"Под заказ","ДТПL","4",966,0,1,9025900008,"Производимый",24]
["2023-06-06T16:44:55.024","2023-06-06",18303,"ДТПL054-00.100/1,5",null,"Преобразователь термоэлектрический ДТПL054-00.100/1,5",1365,1638,"Под заказ","ДТПL","4",966,0,1,9025900008,"Производимый",24]
["2023-06-06T16:44:55.024","2023-06-06",45483,"ДТПL054-00.100/1,5.М20Х1,5",null,"Преобразователь термоэлектрический ДТПL054-00.100/1,5.М20Х1,5",1503,1803.6,"Под заказ","ДТПL","По запросу",1,0,1,9025900008,"Производимый",24]
["2023-06-06T16:44:55.024","2023-06-06",45991,"ДТПL054-00.100/1.G1/2",null,"Преобразователь термоэлектрический ДТПL054-00.100/1.G1/2",1353,1623.6,"Под заказ","ДТПL","4",966,0,1,9025900008,"Производимый",24]
["2023-06-06T16:44:55.024","2023-06-06",37530,"ДТПL054-00.100/10",null,"Преобразователь термоэлектрический ДТПL054-00.100/10",3915,4698,"Под заказ","ДТПL","4",198,0,1,9025900008,"Производимый",24]
["2023-06-06T16:44:55.024","2023-06-06",8290,"ДТПL054-00.100/2",null,"Преобразователь термоэлектрический ДТПL054-00.100/2",1515,1818,"Под заказ","ДТПL","4",943,0,1,9025900008,"Производимый",24]
["2023-06-06T16:44:55.024","2023-06-06",52624,"ДТПL054-00.100/2,5",null,"Преобразователь термоэлектрический ДТПL054-00.100/2,5",1665,1998,"Под заказ","ДТПL","4",763,0,1,9025900008,"Производимый",24]
["2023-06-06T16:44:55.024","2023-06-06",47566,"ДТПL054-00.100/2.R1/2",null,"Преобразователь термоэлектрический ДТПL054-00.100/2.R1/2",1653,1983.6,"Под заказ","ДТПL","По запросу",1,0,1,9025900008,"Производимый",24]
["2023-06-06T16:44:55.024","2023-06-06",94798,"ДТПL054-00.100/20",null,"Преобразователь термоэлектрический ДТПL054-00.100/20",6915,8298,"Под заказ","ДТПL","По запросу",1,0,1,9025900008,"Производимый",24]
["2023-06-06T16:44:55.024","2023-06-06",17197,"ДТПL054-00.100/3",null,"Преобразователь термоэлектрический ДТПL054-00.100/3",1815,2178,"Под заказ","ДТПL","4",641,0,1,9025900008,"Производимый",24]
["2023-06-06T16:44:55.024","2023-06-06",125712,"ДТПL054-00.100/3,5",null,"Преобразователь термоэлектрический ДТПL054-00.100/3,5",1965,2358,"Под заказ","ДТПL","4",552,0,1,9025900008,"Производимый",24]
["2023-06-06T16:44:55.024","2023-06-06",68698,"ДТПL054-00.100/4",null,"Преобразователь термоэлектрический ДТПL054-00.100/4",2115,2538,"Под заказ","ДТПL","По запросу",1,0,1,9025900008,"Производимый",24]
["2023-06-06T16:44:55.024","2023-06-06",36744,"ДТПL054-00.100/5",null,"Преобразователь термоэлектрический ДТПL054-00.100/5",2415,2898,"Под заказ","ДТПL","4",391,0,1,9025900008,"Производимый",24]
["2023-06-06T16:44:55.024","2023-06-06",8609,"ДТПL054-00.100/6",null,"Преобразователь термоэлектрический ДТПL054-00.100/6",2715,3258,"Под заказ","ДТПL","4",327,0,1,9025900008,"Производимый",24]
["2023-06-06T16:44:55.024","2023-06-06",128606,"ДТПL054-00.100/7",null,"Преобразователь термоэлектрический ДТПL054-00.100/7",3015,3618,"Под заказ","ДТПL","По запросу",1,0,1,9025900008,"Производимый",24]
["2023-06-06T16:44:55.024","2023-06-06",132830,"ДТПL054-00.1000/20",null,"Преобразователь термоэлектрический ДТПL054-00.1000/20",7790,9348,"Под заказ","ДТПL","4",95,0,1,9025900008,"Производимый",24]
["2023-06-06T16:44:55.024","2023-06-06",103595,"ДТПL054-00.110/3",null,"Преобразователь термоэлектрический ДТПL054-00.110/3",1815,2178,"Под заказ","ДТПL","4",639,0,1,9025900008,"Производимый",24]
["2023-06-06T16:44:55.024","2023-06-06",30924,"ДТПL054-00.120/0,2",null,"Преобразователь термоэлектрический ДТПL054-00.120/0,2",915,1098,"Под заказ","ДТПL","По запросу",1,0,1,9025900008,"Производимый",24]
["2023-06-06T16:44:55.024","2023-06-06",16266,"ДТПL054-00.120/0,5",null,"Преобразователь термоэлектрический ДТПL054-00.120/0,5",1065,1278,"Под заказ","ДТПL","4",966,0,1,9025900008,"Производимый",24]
["2023-06-06T16:44:55.024","2023-06-06",8779,"ДТПL054-00.120/1",null,"Преобразователь термоэлектрический ДТПL054-00.120/1",1215,1458,"Под заказ","ДТПL","4",1,0,1,9025900008,"Производимый",24]
["2023-06-06T16:44:55.024","2023-06-06",80330,"ДТПL054-00.120/1,2",null,"Преобразователь термоэлектрический ДТПL054-00.120/1,2",1275,1530,"Под заказ","ДТПL","4",966,0,1,9025900008,"Производимый",24]
["2023-06-06T16:44:55.024","2023-06-06",8946,"ДТПL054-00.120/1,5",null,"Преобразователь термоэлектрический ДТПL054-00.120/1,5",1365,1638,"Под заказ","ДТПL","4",966,0,1,9025900008,"Производимый",24]
["2023-06-06T16:44:55.024","2023-06-06",104418,"ДТПL054-00.120/1,5.G1/2",null,"Преобразователь термоэлектрический ДТПL054-00.120/1,5.G1/2",1503,1803.6,"Под заказ","ДТПL","4",966,0,1,9025900008,"Производимый",24]
["2023-06-06T16:44:55.024","2023-06-06",10626,"ДТПL054-00.120/1,6",null,"Преобразователь термоэлектрический ДТПL054-00.120/1,6",1395,1674,"Под заказ","ДТПL","По запросу",1,0,1,9025900008,"Производимый",24]
["2023-06-06T16:44:55.024","2023-06-06",45992,"ДТПL054-00.120/1.G1/2",null,"Преобразователь термоэлектрический ДТПL054-00.120/1.G1/2",1353,1623.6,"Под заказ","ДТПL","По запросу",1,0,1,9025900008,"Производимый",24]
["2023-06-06T16:44:55.024","2023-06-06",8065,"ДТПL054-00.120/10",null,"Преобразователь термоэлектрический ДТПL054-00.120/10",3915,4698,"Под заказ","ДТПL","4",197,0,1,9025900008,"Производимый",24]
["2023-06-06T16:44:55.024","2023-06-06",11211,"ДТПL054-00.120/15",null,"Преобразователь термоэлектрический ДТПL054-00.120/15",5415,6498,"Под заказ","ДТПL","По запросу",1,0,1,9025900008,"Производимый",24]
["2023-06-06T16:44:55.024","2023-06-06",8573,"ДТПL054-00.120/2",null,"Преобразователь термоэлектрический ДТПL054-00.120/2",1515,1818,"Под заказ","ДТПL","4",935,0,1,9025900008,"Производимый",24]
["2023-06-06T16:44:55.024","2023-06-06",40049,"ДТПL054-00.120/2,5",null,"Преобразователь термоэлектрический ДТПL054-00.120/2,5",1665,1998,"Под заказ","ДТПL","4",758,0,1,9025900008,"Производимый",24]
["2023-06-06T16:44:55.024","2023-06-06",108012,"ДТПL054-00.120/2,5.G1/2",null,"Преобразователь термоэлектрический ДТПL054-00.120/2,5.G1/2",1803,2163.6,"Под заказ","ДТПL","4",758,0,1,9025900008,"Производимый",24]
["2023-06-06T16:44:55.024","2023-06-06",38187,"ДТПL054-00.120/2.G1/2",null,"Преобразователь термоэлектрический ДТПL054-00.120/2.G1/2",1653,1983.6,"Под заказ","ДТПL","По запросу",1,0,1,9025900008,"Производимый",24]
["2023-06-06T16:44:55.024","2023-06-06",10153,"ДТПL054-00.120/20",null,"Преобразователь термоэлектрический ДТПL054-00.120/20",6915,8298,"Под заказ","ДТПL","По запросу",1,0,1,9025900008,"Производимый",24]
["2023-06-06T16:44:55.024","2023-06-06",8450,"ДТПL054-00.120/3",null,"Преобразователь термоэлектрический ДТПL054-00.120/3",1815,2178,"Под заказ","ДТПL","4",637,0,1,9025900008,"Производимый",24]
["2023-06-06T16:44:55.024","2023-06-06",10285,"ДТПL054-00.120/3,5",null,"Преобразователь термоэлектрический ДТПL054-00.120/3,5",1965,2358,"Под заказ","ДТПL","По запросу",1,0,1,9025900008,"Производимый",24]
["2023-06-06T16:44:55.024","2023-06-06",8099,"ДТПL054-00.120/4",null,"Преобразователь термоэлектрический ДТПL054-00.120/4",2115,2538,"Под заказ","ДТПL","По запросу",1,0,1,9025900008,"Производимый",24]
["2023-06-06T16:44:55.024","2023-06-06",9678,"ДТПL054-00.120/5",null,"Преобразователь термоэлектрический ДТПL054-00.120/5",2415,2898,"Под заказ","ДТПL","4",389,0,1,9025900008,"Производимый",24]
["2023-06-06T16:44:55.024","2023-06-06",62392,"ДТПL054-00.120/5,5",null,"Преобразователь термоэлектрический ДТПL054-00.120/5,5",2565,3078,"Под заказ","ДТПL","По запросу",1,0,1,9025900008,"Производимый",24]
["2023-06-06T16:44:55.024","2023-06-06",8100,"ДТПL054-00.120/6",null,"Преобразователь термоэлектрический ДТПL054-00.120/6",2715,3258,"Под заказ","ДТПL","4",326,0,1,9025900008,"Производимый",24]
["2023-06-06T16:44:55.024","2023-06-06",62393,"ДТПL054-00.120/6,5",null,"Преобразователь термоэлектрический ДТПL054-00.120/6,5",2865,3438,"Под заказ","ДТПL","По запросу",1,0,1,9025900008,"Производимый",24]
["2023-06-06T16:44:55.024","2023-06-06",10532,"ДТПL054-00.120/7",null,"Преобразователь термоэлектрический ДТПL054-00.120/7",3015,3618,"Под заказ","ДТПL","По запросу",1,0,1,9025900008,"Производимый",24]
["2023-06-06T16:44:55.024","2023-06-06",8101,"ДТПL054-00.120/8",null,"Преобразователь термоэлектрический ДТПL054-00.120/8",3315,3978,"Под заказ","ДТПL","По запросу",1,0,1,9025900008,"Производимый",24]
["2023-06-06T16:44:55.024","2023-06-06",10531,"ДТПL054-00.120/9",null,"Преобразователь термоэлектрический ДТПL054-00.120/9",3615,4338,"Под заказ","ДТПL","По запросу",1,0,1,9025900008,"Производимый",24]
["2023-06-06T16:44:55.024","2023-06-06",38078,"ДТПL054-00.130/2,5",null,"Преобразователь термоэлектрический ДТПL054-00.130/2,5",1665,1998,"Под заказ","ДТПL","По запросу",1,0,1,9025900008,"Производимый",24]
["2023-06-06T16:44:55.024","2023-06-06",19158,"ДТПL054-00.150/0,2",null,"Преобразователь термоэлектрический ДТПL054-00.150/0,2",915,1098,"Под заказ","ДТПL","По запросу",1,0,1,9025900008,"Производимый",24]
["2023-06-06T16:44:55.024","2023-06-06",11761,"ДТПL054-00.160/0,2",null,"Преобразователь термоэлектрический ДТПL054-00.160/0,2",915,1098,"Под заказ","ДТПL","4",966,0,1,9025900008,"Производимый",24]
["2023-06-06T16:44:55.024","2023-06-06",43475,"ДТПL054-00.160/0,5",null,"Преобразователь термоэлектрический ДТПL054-00.160/0,5",1065,1278,"Под заказ","ДТПL","По запросу",1,0,1,9025900008,"Производимый",24]
["2023-06-06T16:44:55.024","2023-06-06",15607,"ДТПL054-00.160/1",null,"Преобразователь термоэлектрический ДТПL054-00.160/1",1215,1458,"Под заказ","ДТПL","4",966,0,1,9025900008,"Производимый",24]
["2023-06-06T16:44:55.024","2023-06-06",45603,"ДТПL054-00.160/1,2",null,"Преобразователь термоэлектрический ДТПL054-00.160/1,2",1275,1530,"Под заказ","ДТПL","По запросу",1,0,1,9025900008,"Производимый",24]
["2023-06-06T16:44:55.024","2023-06-06",9443,"ДТПL054-00.160/1,5",null,"Преобразователь термоэлектрический ДТПL054-00.160/1,5",1365,1638,"Под заказ","ДТПL","4",966,0,1,9025900008,"Производимый",24]
["2023-06-06T16:44:55.024","2023-06-06",11016,"ДТПL054-00.160/10",null,"Преобразователь термоэлектрический ДТПL054-00.160/10",3915,4698,"Под заказ","ДТПL","4",196,0,1,9025900008,"Производимый",24]
["2023-06-06T16:44:55.024","2023-06-06",91857,"ДТПL054-00.160/15",null,"Преобразователь термоэлектрический ДТПL054-00.160/15",5415,6498,"Под заказ","ДТПL","4",132,0,1,9025900008,"Производимый",24]
["2023-06-06T16:44:55.024","2023-06-06",11585,"ДТПL054-00.160/2",null,"Преобразователь термоэлектрический ДТПL054-00.160/2",1515,1818,"Под заказ","ДТПL","4",917,0,1,9025900008,"Производимый",24]
["2023-06-06T16:44:55.024","2023-06-06",10891,"ДТПL054-00.160/2,5",null,"Преобразователь термоэлектрический ДТПL054-00.160/2,5",1665,1998,"Под заказ","ДТПL","4",746,0,1,9025900008,"Производимый",24]
["2023-06-06T16:44:55.024","2023-06-06",104343,"ДТПL054-00.160/20",null,"Преобразователь термоэлектрический ДТПL054-00.160/20",6915,8298,"Под заказ","ДТПL","По запросу",1,0,1,9025900008,"Производимый",24]
["2023-06-06T16:44:55.024","2023-06-06",8531,"ДТПL054-00.160/3",null,"Преобразователь термоэлектрический ДТПL054-00.160/3",1815,2178,"Под заказ","ДТПL","4",629,0,1,9025900008,"Производимый",24]
["2023-06-06T16:44:55.024","2023-06-06",125713,"ДТПL054-00.160/3,5",null,"Преобразователь термоэлектрический ДТПL054-00.160/3,5",1965,2358,"Под заказ","ДТПL","4",543,0,1,9025900008,"Производимый",24]
["2023-06-06T16:44:55.024","2023-06-06",51970,"ДТПL054-00.160/4",null,"Преобразователь термоэлектрический ДТПL054-00.160/4",2115,2538,"Под заказ","ДТПL","4",478,0,1,9025900008,"Производимый",24]
["2023-06-06T16:44:55.024","2023-06-06",41340,"ДТПL054-00.160/5",null,"Преобразователь термоэлектрический ДТПL054-00.160/5",2415,2898,"Под заказ","ДТПL","4",386,0,1,9025900008,"Производимый",24]
["2023-06-06T16:44:55.024","2023-06-06",31599,"ДТПL054-00.160/5.G1/2",null,"Преобразователь термоэлектрический ДТПL054-00.160/5.G1/2",2553,3063.6,"Под заказ","ДТПL","По запросу",1,0,1,9025900008,"Производимый",24]
["2023-06-06T16:44:55.024","2023-06-06",76241,"ДТПL054-00.180/1",null,"Преобразователь термоэлектрический ДТПL054-00.180/1",1215,1458,"Под заказ","ДТПL","4",966,0,1,9025900008,"Производимый",24]
["2023-06-06T16:44:55.024","2023-06-06",17692,"ДТПL054-00.180/1,2",null,"Преобразователь термоэлектрический ДТПL054-00.180/1,2",1275,1530,"Под заказ","ДТПL","По запросу",1,0,1,9025900008,"Производимый",24]
["2023-06-06T16:44:55.024","2023-06-06",90524,"ДТПL054-00.180/1,5",null,"Преобразователь термоэлектрический ДТПL054-00.180/1,5",1365,1638,"Под заказ","ДТПL","4",966,0,1,9025900008,"Производимый",24]
["2023-06-06T16:44:55.024","2023-06-06",76251,"ДТПL054-00.180/10",null,"Преобразователь термоэлектрический ДТПL054-00.180/10",3915,4698,"Под заказ","ДТПL","4",196,0,1,9025900008,"Производимый",24]
["2023-06-06T16:44:55.024","2023-06-06",126177,"ДТПL054-00.180/2",null,"Преобразователь термоэлектрический ДТПL054-00.180/2",1515,1818,"Под заказ","ДТПL","4",909,0,1,9025900008,"Производимый",24]
["2023-06-06T16:44:55.024","2023-06-06",70673,"ДТПL054-00.180/4",null,"Преобразователь термоэлектрический ДТПL054-00.180/4",2115,2538,"Под заказ","ДТПL","По запросу",1,0,1,9025900008,"Производимый",24]
["2023-06-06T16:44:55.024","2023-06-06",58538,"ДТПL054-00.200/0,2",null,"Преобразователь термоэлектрический ДТПL054-00.200/0,2",915,1098,"Под заказ","ДТПL","4",966,0,1,9025900008,"Производимый",24]
["2023-06-06T16:44:55.024","2023-06-06",9260,"ДТПL054-00.200/0,5",null,"Преобразователь термоэлектрический ДТПL054-00.200/0,5",1065,1278,"Под заказ","ДТПL","4",1,0,1,9025900008,"Производимый",24]
["2023-06-06T16:44:55.024","2023-06-06",8705,"ДТПL054-00.200/1",null,"Преобразователь термоэлектрический ДТПL054-00.200/1",1215,1458,"Под заказ","ДТПL","4",966,0,1,9025900008,"Производимый",24]
["2023-06-06T16:44:55.024","2023-06-06",8090,"ДТПL054-00.200/1,5",null,"Преобразователь термоэлектрический ДТПL054-00.200/1,5",1365,1638,"Под заказ","ДТПL","4",966,0,1,9025900008,"Производимый",24]
["2023-06-06T16:44:55.024","2023-06-06",8044,"ДТПL054-00.200/10",null,"Преобразователь термоэлектрический ДТПL054-00.200/10",3915,4698,"Под заказ","ДТПL","4",196,0,1,9025900008,"Производимый",24]
["2023-06-06T16:44:55.024","2023-06-06",114864,"ДТПL054-00.200/15",null,"Преобразователь термоэлектрический ДТПL054-00.200/15",5415,6498,"Под заказ","ДТПL","4",131,0,1,9025900008,"Производимый",24]
["2023-06-06T16:44:55.024","2023-06-06",9024,"ДТПL054-00.200/2",null,"Преобразователь термоэлектрический ДТПL054-00.200/2",1515,1818,"Под заказ","ДТПL","4",901,0,1,9025900008,"Производимый",24]
["2023-06-06T16:44:55.024","2023-06-06",38419,"ДТПL054-00.200/2,5",null,"Преобразователь термоэлектрический ДТПL054-00.200/2,5",1665,1998,"Под заказ","ДТПL","4",735,0,1,9025900008,"Производимый",24]
["2023-06-06T16:44:55.024","2023-06-06",7711,"ДТПL054-00.200/3",null,"Преобразователь термоэлектрический ДТПL054-00.200/3",1815,2178,"Под заказ","ДТПL","4",621,0,1,9025900008,"Производимый",24]
["2023-06-06T16:44:55.024","2023-06-06",125714,"ДТПL054-00.200/3,5",null,"Преобразователь термоэлектрический ДТПL054-00.200/3,5",1965,2358,"Под заказ","ДТПL","4",538,0,1,9025900008,"Производимый",24]
["2023-06-06T16:44:55.024","2023-06-06",11836,"ДТПL054-00.200/4",null,"Преобразователь термоэлектрический ДТПL054-00.200/4",2115,2538,"Под заказ","ДТПL","По запросу",1,0,1,9025900008,"Производимый",24]
["2023-06-06T16:44:55.024","2023-06-06",38846,"ДТПL054-00.200/5",null,"Преобразователь термоэлектрический ДТПL054-00.200/5",2415,2898,"Под заказ","ДТПL","4",383,0,1,9025900008,"Производимый",24]
["2023-06-06T16:44:55.024","2023-06-06",31868,"ДТПL054-00.200/6",null,"Преобразователь термоэлектрический ДТПL054-00.200/6",2715,3258,"Под заказ","ДТПL","По запросу",1,0,1,9025900008,"Производимый",24]
["2023-06-06T16:44:55.024","2023-06-06",43658,"ДТПL054-00.250/0,2",null,"Преобразователь термоэлектрический ДТПL054-00.250/0,2",1285,1542,"Под заказ","ДТПL","4",966,0,1,9025900008,"Производимый",24]
["2023-06-06T16:44:55.024","2023-06-06",36180,"ДТПL054-00.250/0,5",null,"Преобразователь термоэлектрический ДТПL054-00.250/0,5",1435,1722,"Под заказ","ДТПL","По запросу",1,0,1,9025900008,"Производимый",24]
["2023-06-06T16:44:55.024","2023-06-06",8344,"ДТПL054-00.250/1",null,"Преобразователь термоэлектрический ДТПL054-00.250/1",1585,1902,"Под заказ","ДТПL","По запросу",1,0,1,9025900008,"Производимый",24]
["2023-06-06T16:44:55.024","2023-06-06",16962,"ДТПL054-00.250/1,5",null,"Преобразователь термоэлектрический ДТПL054-00.250/1,5",1735,2082,"Под заказ","ДТПL","4",966,0,1,9025900008,"Производимый",24]
["2023-06-06T16:44:55.024","2023-06-06",19239,"ДТПL054-00.250/10",null,"Преобразователь термоэлектрический ДТПL054-00.250/10",4285,5142,"Под заказ","ДТПL","По запросу",1,0,1,9025900008,"Производимый",24]
["2023-06-06T16:44:55.024","2023-06-06",57877,"ДТПL054-00.250/15",null,"Преобразователь термоэлектрический ДТПL054-00.250/15",5785,6942,"Под заказ","ДТПL","По запросу",1,0,1,9025900008,"Производимый",24]
["2023-06-06T16:44:55.024","2023-06-06",21960,"ДТПL054-00.250/2",null,"Преобразователь термоэлектрический ДТПL054-00.250/2",1885,2262,"Под заказ","ДТПL","4",881,0,1,9025900008,"Производимый",24]
["2023-06-06T16:44:55.024","2023-06-06",15827,"ДТПL054-00.250/2,5",null,"Преобразователь термоэлектрический ДТПL054-00.250/2,5",2035,2442,"Под заказ","ДТПL","По запросу",1,0,1,9025900008,"Производимый",24]
["2023-06-06T16:44:55.024","2023-06-06",52915,"ДТПL054-00.250/20",null,"Преобразователь термоэлектрический ДТПL054-00.250/20",7285,8742,"Под заказ","ДТПL","По запросу",1,0,1,9025900008,"Производимый",24]
["2023-06-06T16:44:55.024","2023-06-06",7829,"ДТПL054-00.250/3",null,"Преобразователь термоэлектрический ДТПL054-00.250/3",2185,2622,"Под заказ","ДТПL","По запросу",1,0,1,9025900008,"Производимый",24]
["2023-06-06T16:44:55.024","2023-06-06",9416,"ДТПL054-00.250/4",null,"Преобразователь термоэлектрический ДТПL054-00.250/4",2485,2982,"Под заказ","ДТПL","4",468,0,1,9025900008,"Производимый",24]
["2023-06-06T16:44:55.024","2023-06-06",21474,"ДТПL054-00.250/5",null,"Преобразователь термоэлектрический ДТПL054-00.250/5",2785,3342,"Под заказ","ДТПL","4",380,0,1,9025900008,"Производимый",24]
["2023-06-06T16:44:55.024","2023-06-06",91389,"ДТПL054-00.250/7",null,"Преобразователь термоэлектрический ДТПL054-00.250/7",3385,4062,"Под заказ","ДТПL","4",275,0,1,9025900008,"Производимый",24]
["2023-06-06T16:44:55.024","2023-06-06",31235,"ДТПL054-00.250/8",null,"Преобразователь термоэлектрический ДТПL054-00.250/8",3685,4422,"Под заказ","ДТПL","По запросу",1,0,1,9025900008,"Производимый",24]
["2023-06-06T16:44:55.024","2023-06-06",20919,"ДТПL054-00.300/1",null,"Преобразователь термоэлектрический ДТПL054-00.300/1",1585,1902,"Под заказ","ДТПL","По запросу",1,0,1,9025900008,"Производимый",24]
["2023-06-06T16:44:55.024","2023-06-06",72566,"ДТПL054-00.300/1,5",null,"Преобразователь термоэлектрический ДТПL054-00.300/1,5",1735,2082,"Под заказ","ДТПL","По запросу",1,0,1,9025900008,"Производимый",24]
["2023-06-06T16:44:55.024","2023-06-06",134520,"ДТПL054-00.300/5",null,"Преобразователь термоэлектрический ДТПL054-00.300/5",2785,3342,"Под заказ","ДТПL","4",376,0,1,9025900008,"Производимый",24]
["2023-06-06T16:44:55.024","2023-06-06",11790,"ДТПL054-00.320/0,2",null,"Преобразователь термоэлектрический ДТПL054-00.320/0,2",1285,1542,"Под заказ","ДТПL","4",966,0,1,9025900008,"Производимый",24]
["2023-06-06T16:44:55.024","2023-06-06",63403,"ДТПL054-00.320/0,5",null,"Преобразователь термоэлектрический ДТПL054-00.320/0,5",1435,1722,"Под заказ","ДТПL","4",966,0,1,9025900008,"Производимый",24]
["2023-06-06T16:44:55.024","2023-06-06",72563,"ДТПL054-00.320/1,5",null,"Преобразователь термоэлектрический ДТПL054-00.320/1,5",1735,2082,"Под заказ","ДТПL","4",1,0,1,9025900008,"Производимый",24]
["2023-06-06T16:44:55.024","2023-06-06",20089,"ДТПL054-00.320/2",null,"Преобразователь термоэлектрический ДТПL054-00.320/2",1885,2262,"Под заказ","ДТПL","По запросу",1,0,1,9025900008,"Производимый",24]
["2023-06-06T16:44:55.024","2023-06-06",77143,"ДТПL054-00.320/2,5",null,"Преобразователь термоэлектрический ДТПL054-00.320/2,5",2035,2442,"Под заказ","ДТПL","4",1,0,1,9025900008,"Производимый",24]
["2023-06-06T16:44:55.024","2023-06-06",16168,"ДТПL054-00.320/3",null,"Преобразователь термоэлектрический ДТПL054-00.320/3",2185,2622,"Под заказ","ДТПL","По запросу",1,0,1,9025900008,"Производимый",24]
["2023-06-06T16:44:55.024","2023-06-06",9398,"ДТПL054-00.320/5",null,"Преобразователь термоэлектрический ДТПL054-00.320/5",2785,3342,"Под заказ","ДТПL","4",375,0,1,9025900008,"Производимый",24]
["2023-06-06T16:44:55.024","2023-06-06",37196,"ДТПL054-00.320/6",null,"Преобразователь термоэлектрический ДТПL054-00.320/6",3085,3702,"Под заказ","ДТПL","По запросу",1,0,1,9025900008,"Производимый",24]
["2023-06-06T16:44:55.024","2023-06-06",35166,"ДТПL054-00.400/0,2",null,"Преобразователь термоэлектрический ДТПL054-00.400/0,2",1285,1542,"Под заказ","ДТПL","4",966,0,1,9025900008,"Производимый",24]
["2023-06-06T16:44:55.024","2023-06-06",20083,"ДТПL054-00.400/1",null,"Преобразователь термоэлектрический ДТПL054-00.400/1",1585,1902,"Под заказ","ДТПL","4",966,0,1,9025900008,"Производимый",24]
["2023-06-06T16:44:55.024","2023-06-06",31096,"ДТПL054-00.400/2",null,"Преобразователь термоэлектрический ДТПL054-00.400/2",1885,2262,"Под заказ","ДТПL","По запросу",1,0,1,9025900008,"Производимый",24]
["2023-06-06T16:44:55.024","2023-06-06",9611,"ДТПL054-00.400/8",null,"Преобразователь термоэлектрический ДТПL054-00.400/8",3685,4422,"Под заказ","ДТПL","По запросу",1,0,1,9025900008,"Производимый",24]
["2023-06-06T16:44:55.024","2023-06-06",62396,"ДТПL054-00.400/8,5",null,"Преобразователь термоэлектрический ДТПL054-00.400/8,5",3835,4602,"Под заказ","ДТПL","По запросу",1,0,1,9025900008,"Производимый",24]
["2023-06-06T16:44:55.024","2023-06-06",44712,"ДТПL054-00.450/1",null,"Преобразователь термоэлектрический ДТПL054-00.450/1",1585,1902,"Под заказ","ДТПL","По запросу",1,0,1,9025900008,"Производимый",24]
["2023-06-06T16:44:55.024","2023-06-06",59718,"ДТПL054-00.50/1",null,"Преобразователь термоэлектрический ДТПL054-00.50/1",1215,1458,"Под заказ","ДТПL","4",1,0,1,9025900008,"Производимый",24]
["2023-06-06T16:44:55.024","2023-06-06",15155,"ДТПL054-00.50/1,5",null,"Преобразователь термоэлектрический ДТПL054-00.50/1,5",1365,1638,"Под заказ","ДТПL","4",966,0,1,9025900008,"Производимый",24]
["2023-06-06T16:44:55.024","2023-06-06",55336,"ДТПL054-00.50/1.G3/4",null,"Преобразователь термоэлектрический ДТПL054-00.50/1.G3/4",1353,1623.6,"Под заказ","ДТПL","По запросу",1,0,1,9025900008,"Производимый",24]
["2023-06-06T16:44:55.024","2023-06-06",99690,"ДТПL054-00.50/20",null,"Преобразователь термоэлектрический ДТПL054-00.50/20",6915,8298,"Под заказ","ДТПL","4",100,0,1,9025900008,"Производимый",24]
["2023-06-06T16:44:55.024","2023-06-06",15156,"ДТПL054-00.50/3",null,"Преобразователь термоэлектрический ДТПL054-00.50/3",1815,2178,"Под заказ","ДТПL","4",651,0,1,9025900008,"Производимый",24]
["2023-06-06T16:44:55.024","2023-06-06",35657,"ДТПL054-00.50/5.G1/4",null,"Преобразователь термоэлектрический ДТПL054-00.50/5.G1/4",2553,3063.6,"Под заказ","ДТПL","По запросу",1,0,1,9025900008,"Производимый",24]
["2023-06-06T16:44:55.024","2023-06-06",92139,"ДТПL054-00.500/0,2",null,"Преобразователь термоэлектрический ДТПL054-00.500/0,2",1285,1542,"Под заказ","ДТПL","По запросу",1,0,1,9025900008,"Производимый",24]
["2023-06-06T16:44:55.024","2023-06-06",42433,"ДТПL054-00.500/1",null,"Преобразователь термоэлектрический ДТПL054-00.500/1",1585,1902,"Под заказ","ДТПL","По запросу",1,0,1,9025900008,"Производимый",24]
["2023-06-06T16:44:55.024","2023-06-06",10688,"ДТПL054-00.500/1,5",null,"Преобразователь термоэлектрический ДТПL054-00.500/1,5",1735,2082,"Под заказ","ДТПL","По запросу",1,0,1,9025900008,"Производимый",24]
["2023-06-06T16:44:55.024","2023-06-06",76190,"ДТПL054-00.500/2",null,"Преобразователь термоэлектрический ДТПL054-00.500/2",1885,2262,"Под заказ","ДТПL","4",1,0,1,9025900008,"Производимый",24]
["2023-06-06T16:44:55.024","2023-06-06",62661,"ДТПL054-00.500/5",null,"Преобразователь термоэлектрический ДТПL054-00.500/5",2785,3342,"Под заказ","ДТПL","По запросу",1,0,1,9025900008,"Производимый",24]
["2023-06-06T16:44:55.024","2023-06-06",17729,"ДТПL054-00.500/6",null,"Преобразователь термоэлектрический ДТПL054-00.500/6",3085,3702,"Под заказ","ДТПL","По запросу",1,0,1,9025900008,"Производимый",24]
["2023-06-06T16:44:55.024","2023-06-06",7354,"ДТПL054-00.60/0,2",null,"Преобразователь термоэлектрический ДТПL054-00.60/0,2",915,1098,"Под заказ","ДТПL","4",966,0,1,9025900008,"Производимый",24]
["2023-06-06T16:44:55.024","2023-06-06",63004,"ДТПL054-00.60/0,3",null,"Преобразователь термоэлектрический ДТПL054-00.60/0,3",1005,1206,"Под заказ","ДТПL","По запросу",1,0,1,9025900008,"Производимый",24]
["2023-06-06T16:44:55.024","2023-06-06",11025,"ДТПL054-00.60/0,5",null,"Преобразователь термоэлектрический ДТПL054-00.60/0,5",1065,1278,"Под заказ","ДТПL","4",966,0,1,9025900008,"Производимый",24]
["2023-06-06T16:44:55.024","2023-06-06",55080,"ДТПL054-00.60/0,6",null,"Преобразователь термоэлектрический ДТПL054-00.60/0,6",1095,1314,"Под заказ","ДТПL","4",966,0,1,9025900008,"Производимый",24]
["2023-06-06T16:44:55.024","2023-06-06",85902,"ДТПL054-00.60/0,8",null,"Преобразователь термоэлектрический ДТПL054-00.60/0,8",1155,1386,"Под заказ","ДТПL","4",966,0,1,9025900008,"Производимый",24]
["2023-06-06T16:44:55.024","2023-06-06",7203,"ДТПL054-00.60/1",null,"Преобразователь термоэлектрический ДТПL054-00.60/1",1215,1458,"Под заказ","ДТПL","4",966,0,1,9025900008,"Производимый",24]
["2023-06-06T16:44:55.024","2023-06-06",132176,"ДТПL054-00.60/1,2",null,"Преобразователь термоэлектрический ДТПL054-00.60/1,2",1275,1530,"Под заказ","ДТПL","4",966,0,1,9025900008,"Производимый",24]
["2023-06-06T16:44:55.024","2023-06-06",7171,"ДТПL054-00.60/1,5",null,"Преобразователь термоэлектрический ДТПL054-00.60/1,5",1365,1638,"Под заказ","ДТПL","4",966,0,1,9025900008,"Производимый",24]
["2023-06-06T16:44:55.024","2023-06-06",106996,"ДТПL054-00.60/1,5.М12Х1,75",null,"Преобразователь термоэлектрический ДТПL054-00.60/1,5.М12Х1,75",1503,1803.6,"Под заказ","ДТПL","4",966,0,1,9025900008,"Производимый",24]
["2023-06-06T16:44:55.024","2023-06-06",10815,"ДТПL054-00.60/1,6",null,"Преобразователь термоэлектрический ДТПL054-00.60/1,6",1395,1674,"Под заказ","ДТПL","По запросу",1,0,1,9025900008,"Производимый",24]
["2023-06-06T16:44:55.024","2023-06-06",58491,"ДТПL054-00.60/1.G1/2",null,"Преобразователь термоэлектрический ДТПL054-00.60/1.G1/2",1353,1623.6,"Под заказ","ДТПL","По запросу",1,0,1,9025900008,"Производимый",24]
["2023-06-06T16:44:55.024","2023-06-06",8800,"ДТПL054-00.60/10",null,"Преобразователь термоэлектрический ДТПL054-00.60/10",3915,4698,"Под заказ","ДТПL","4",198,0,1,9025900008,"Производимый",24]
["2023-06-06T16:44:55.024","2023-06-06",20632,"ДТПL054-00.60/12",null,"Преобразователь термоэлектрический ДТПL054-00.60/12",4515,5418,"Под заказ","ДТПL","По запросу",1,0,1,9025900008,"Производимый",24]
["2023-06-06T16:44:55.024","2023-06-06",32060,"ДТПL054-00.60/15",null,"Преобразователь термоэлектрический ДТПL054-00.60/15",5415,6498,"Под заказ","ДТПL","4",133,0,1,9025900008,"Производимый",24]
["2023-06-06T16:44:55.024","2023-06-06",7355,"ДТПL054-00.60/2",null,"Преобразователь термоэлектрический ДТПL054-00.60/2",1515,1818,"Стандартный","ДТПL","4",962,0,1,9025900008,"Производимый",24]
["2023-06-06T16:44:55.024","2023-06-06",7598,"ДТПL054-00.60/2,5",null,"Преобразователь термоэлектрический ДТПL054-00.60/2,5",1665,1998,"Под заказ","ДТПL","4",775,0,1,9025900008,"Производимый",24]
["2023-06-06T16:44:55.024","2023-06-06",47625,"ДТПL054-00.60/2.G1/2",null,"Преобразователь термоэлектрический ДТПL054-00.60/2.G1/2",1653,1983.6,"Под заказ","ДТПL","4",962,0,1,9025900008,"Производимый",24]
["2023-06-06T16:44:55.024","2023-06-06",9763,"ДТПL054-00.60/20",null,"Преобразователь термоэлектрический ДТПL054-00.60/20",6915,8298,"Под заказ","ДТПL","По запросу",1,0,1,9025900008,"Производимый",24]
["2023-06-06T16:44:55.024","2023-06-06",7295,"ДТПL054-00.60/3",null,"Преобразователь термоэлектрический ДТПL054-00.60/3",1815,2178,"Под заказ","ДТПL","4",649,0,1,9025900008,"Производимый",24]
["2023-06-06T16:44:55.024","2023-06-06",8619,"ДТПL054-00.60/3,5",null,"Преобразователь термоэлектрический ДТПL054-00.60/3,5",1965,2358,"Под заказ","ДТПL","По запросу",1,0,1,9025900008,"Производимый",24]
["2023-06-06T16:44:55.024","2023-06-06",81360,"ДТПL054-00.60/3.М20Х1,5",null,"Преобразователь термоэлектрический ДТПL054-00.60/3.М20Х1,5",1953,2343.6,"Под заказ","ДТПL","По запросу",1,0,1,9025900008,"Производимый",24]
["2023-06-06T16:44:55.024","2023-06-06",20365,"ДТПL054-00.60/4",null,"Преобразователь термоэлектрический ДТПL054-00.60/4",2115,2538,"Под заказ","ДТПL","4",490,0,1,9025900008,"Производимый",24]
["2023-06-06T16:44:55.024","2023-06-06",62391,"ДТПL054-00.60/4,5",null,"Преобразователь термоэлектрический ДТПL054-00.60/4,5",2265,2718,"Под заказ","ДТПL","По запросу",1,0,1,9025900008,"Производимый",24]
["2023-06-06T16:44:55.024","2023-06-06",7904,"ДТПL054-00.60/5",null,"Преобразователь термоэлектрический ДТПL054-00.60/5",2415,2898,"Под заказ","ДТПL","4",394,0,1,9025900008,"Производимый",24]
["2023-06-06T16:44:55.024","2023-06-06",15754,"ДТПL054-00.60/6",null,"Преобразователь термоэлектрический ДТПL054-00.60/6",2715,3258,"Под заказ","ДТПL","По запросу",1,0,1,9025900008,"Производимый",24]
["2023-06-06T16:44:55.024","2023-06-06",40871,"ДТПL054-00.60/6.G1/2",null,"Преобразователь термоэлектрический ДТПL054-00.60/6.G1/2",2853,3423.6,"Под заказ","ДТПL","4",329,0,1,9025900008,"Производимый",24]
["2023-06-06T16:44:55.024","2023-06-06",133801,"ДТПL054-00.60/7",null,"Преобразователь термоэлектрический ДТПL054-00.60/7",3015,3618,"Под заказ","ДТПL","4",282,0,1,9025900008,"Производимый",24]
["2023-06-06T16:44:55.024","2023-06-06",62397,"ДТПL054-00.60/7,7",null,"Преобразователь термоэлектрический ДТПL054-00.60/7,7",3225,3870,"Под заказ","ДТПL","4",257,0,1,9025900008,"Производимый",24]
["2023-06-06T16:44:55.024","2023-06-06",38683,"ДТПL054-00.60/8",null,"Преобразователь термоэлектрический ДТПL054-00.60/8",3315,3978,"Под заказ","ДТПL","4",248,0,1,9025900008,"Производимый",24]
["2023-06-06T16:44:55.024","2023-06-06",62395,"ДТПL054-00.60/8,2",null,"Преобразователь термоэлектрический ДТПL054-00.60/8,2",3375,4050,"Под заказ","ДТПL","По запросу",1,0,1,9025900008,"Производимый",24]
["2023-06-06T16:44:55.024","2023-06-06",64168,"ДТПL054-00.60/9",null,"Преобразователь термоэлектрический ДТПL054-00.60/9",3615,4338,"Под заказ","ДТПL","4",220,0,1,9025900008,"Производимый",24]
["2023-06-06T16:44:55.024","2023-06-06",9244,"ДТПL054-00.80/0,2",null,"Преобразователь термоэлектрический ДТПL054-00.80/0,2",915,1098,"Под заказ","ДТПL","4",966,0,1,9025900008,"Производимый",24]
["2023-06-06T16:44:55.024","2023-06-06",55359,"ДТПL054-00.80/0,2.G1/2",null,"Преобразователь термоэлектрический ДТПL054-00.80/0,2.G1/2",1053,1263.5999999999999,"Под заказ","ДТПL","По запросу",1,0,1,9025900008,"Производимый",24]
["2023-06-06T16:44:55.024","2023-06-06",92308,"ДТПL054-00.80/0,2.G3/4",null,"Преобразователь термоэлектрический ДТПL054-00.80/0,2.G3/4",1053,1263.5999999999999,"Под заказ","ДТПL","4",966,0,1,9025900008,"Производимый",24]
["2023-06-06T16:44:55.024","2023-06-06",17242,"ДТПL054-00.80/0,5",null,"Преобразователь термоэлектрический ДТПL054-00.80/0,5",1065,1278,"Под заказ","ДТПL","4",966,0,1,9025900008,"Производимый",24]
["2023-06-06T16:44:55.024","2023-06-06",9903,"ДТПL054-00.80/1",null,"Преобразователь термоэлектрический ДТПL054-00.80/1",1215,1458,"Под заказ","ДТПL","4",966,0,1,9025900008,"Производимый",24]
["2023-06-06T16:44:55.024","2023-06-06",8415,"ДТПL054-00.80/1,5",null,"Преобразователь термоэлектрический ДТПL054-00.80/1,5",1365,1638,"Под заказ","ДТПL","4",966,0,1,9025900008,"Производимый",24]
["2023-06-06T16:44:55.024","2023-06-06",63345,"ДТПL054-00.80/1.G3/4",null,"Преобразователь термоэлектрический ДТПL054-00.80/1.G3/4",1353,1623.6,"Под заказ","ДТПL","По запросу",1,0,1,9025900008,"Производимый",24]
["2023-06-06T16:44:55.024","2023-06-06",19763,"ДТПL054-00.80/10",null,"Преобразователь термоэлектрический ДТПL054-00.80/10",3915,4698,"Под заказ","ДТПL","4",198,0,1,9025900008,"Производимый",24]
["2023-06-06T16:44:55.024","2023-06-06",15781,"ДТПL054-00.80/10.М20/1,5",null,"Преобразователь термоэлектрический ДТПL054-00.80/10.М20/1,5",4053,4863.6000000000004,"Под заказ","ДТПL","По запросу",1,0,1,9025900008,"Производимый",24]
["2023-06-06T16:44:55.024","2023-06-06",53468,"ДТПL054-00.80/12",null,"Преобразователь термоэлектрический ДТПL054-00.80/12",4515,5418,"Под заказ","ДТПL","По запросу",1,0,1,9025900008,"Производимый",24]
["2023-06-06T16:44:55.024","2023-06-06",19764,"ДТПL054-00.80/13",null,"Преобразователь термоэлектрический ДТПL054-00.80/13",4815,5778,"Под заказ","ДТПL","По запросу",1,0,1,9025900008,"Производимый",24]
["2023-06-06T16:44:55.024","2023-06-06",18655,"ДТПL054-00.80/15",null,"Преобразователь термоэлектрический ДТПL054-00.80/15",5415,6498,"Под заказ","ДТПL","4",132,0,1,9025900008,"Производимый",24]
["2023-06-06T16:44:55.024","2023-06-06",8188,"ДТПL054-00.80/2",null,"Преобразователь термоэлектрический ДТПL054-00.80/2",1515,1818,"Под заказ","ДТПL","4",952,0,1,9025900008,"Производимый",24]
["2023-06-06T16:44:55.024","2023-06-06",7812,"ДТПL054-00.80/2,5",null,"Преобразователь термоэлектрический ДТПL054-00.80/2,5",1665,1998,"Под заказ","ДТПL","По запросу",1,0,1,9025900008,"Производимый",24]
["2023-06-06T16:44:55.024","2023-06-06",63347,"ДТПL054-00.80/2.G3/4",null,"Преобразователь термоэлектрический ДТПL054-00.80/2.G3/4",1653,1983.6,"Под заказ","ДТПL","4",952,0,1,9025900008,"Производимый",24]
["2023-06-06T16:44:55.024","2023-06-06",57062,"ДТПL054-00.80/20",null,"Преобразователь термоэлектрический ДТПL054-00.80/20",6915,8298,"Под заказ","ДТПL","4",100,0,1,9025900008,"Производимый",24]
["2023-06-06T16:44:55.024","2023-06-06",7574,"ДТПL054-00.80/3",null,"Преобразователь термоэлектрический ДТПL054-00.80/3",1815,2178,"Под заказ","ДТПL","4",645,0,1,9025900008,"Производимый",24]
["2023-06-06T16:44:55.024","2023-06-06",16752,"ДТПL054-00.80/4",null,"Преобразователь термоэлектрический ДТПL054-00.80/4",2115,2538,"Под заказ","ДТПL","4",488,0,1,9025900008,"Производимый",24]
["2023-06-06T16:44:55.024","2023-06-06",21825,"ДТПL054-00.80/4,5",null,"Преобразователь термоэлектрический ДТПL054-00.80/4,5",2265,2718,"Под заказ","ДТПL","По запросу",1,0,1,9025900008,"Производимый",24]
["2023-06-06T16:44:55.024","2023-06-06",7604,"ДТПL054-00.80/5",null,"Преобразователь термоэлектрический ДТПL054-00.80/5",2415,2898,"Под заказ","ДТПL","4",392,0,1,9025900008,"Производимый",24]
["2023-06-06T16:44:55.024","2023-06-06",17477,"ДТПL054-00.80/6",null,"Преобразователь термоэлектрический ДТПL054-00.80/6",2715,3258,"Под заказ","ДТПL","4",328,0,1,9025900008,"Производимый",24]
["2023-06-06T16:44:55.024","2023-06-06",21827,"ДТПL054-00.80/6,5",null,"Преобразователь термоэлектрический ДТПL054-00.80/6,5",2865,3438,"Под заказ","ДТПL","По запросу",1,0,1,9025900008,"Производимый",24]
["2023-06-06T16:44:55.024","2023-06-06",59574,"ДТПL054-00.80/7",null,"Преобразователь термоэлектрический ДТПL054-00.80/7",3015,3618,"Под заказ","ДТПL","По запросу",1,0,1,9025900008,"Производимый",24]
["2023-06-06T16:44:55.024","2023-06-06",62394,"ДТПL054-00.80/7,5",null,"Преобразователь термоэлектрический ДТПL054-00.80/7,5",3165,3798,"Под заказ","ДТПL","4",263,0,1,9025900008,"Производимый",24]
["2023-06-06T16:44:55.024","2023-06-06",63622,"ДТПL054-00.80/7,7",null,"Преобразователь термоэлектрический ДТПL054-00.80/7,7",3225,3870,"Под заказ","ДТПL","По запросу",1,0,1,9025900008,"Производимый",24]
["2023-06-06T16:44:55.024","2023-06-06",53467,"ДТПL054-00.80/8",null,"Преобразователь термоэлектрический ДТПL054-00.80/8",3315,3978,"Под заказ","ДТПL","По запросу",1,0,1,9025900008,"Производимый",24]
["2023-06-06T16:44:55.024","2023-06-06",98111,"ДТПL054-00.90/1,5",null,"Преобразователь термоэлектрический ДТПL054-00.90/1,5",1365,1638,"Под заказ","ДТПL","4",966,0,1,9025900008,"Производимый",24]
["2023-06-06T16:44:55.024","2023-06-06",62745,"ДТПL054-00.90/7",null,"Преобразователь термоэлектрический ДТПL054-00.90/7",3015,3618,"Под заказ","ДТПL","4",220,0,1,9025900008,"Производимый",24]
["2023-06-06T16:44:55.024","2023-06-06",87167,"ДТПL054-01.100/1,5",null,"Преобразователь термоэлектрический ДТПL054-01.100/1,5",1440,1728,"Под заказ","ДТПL","4",41,0,1,9025900008,"Производимый",24]
["2023-06-06T16:44:55.024","2023-06-06",11706,"ДТПL054-01.100/2",null,"Преобразователь термоэлектрический ДТПL054-01.100/2",1615,1938,"Под заказ","ДТПL","По запросу",1,0,1,9025900008,"Производимый",24]
["2023-06-06T16:44:55.024","2023-06-06",48005,"ДТПL054-01.120/0,2",null,"Преобразователь термоэлектрический ДТПL054-01.120/0,2",915,1098,"Под заказ","ДТПL","По запросу",1,0,1,9025900008,"Производимый",24]
["2023-06-06T16:44:55.024","2023-06-06",44340,"ДТПL054-01.120/0,3",null,"Преобразователь термоэлектрический ДТПL054-01.120/0,3",1020,1224,"Под заказ","ДТПL","По запросу",1,0,1,9025900008,"Производимый",24]
["2023-06-06T16:44:55.024","2023-06-06",31765,"ДТПL054-01.120/0,5",null,"Преобразователь термоэлектрический ДТПL054-01.120/0,5",1090,1308,"Под заказ","ДТПL","По запросу",1,0,1,9025900008,"Производимый",24]
["2023-06-06T16:44:55.024","2023-06-06",42717,"ДТПL054-01.120/1",null,"Преобразователь термоэлектрический ДТПL054-01.120/1",1265,1518,"Под заказ","ДТПL","По запросу",1,0,1,9025900008,"Производимый",24]
["2023-06-06T16:44:55.024","2023-06-06",7749,"ДТПL054-01.120/1,5",null,"Преобразователь термоэлектрический ДТПL054-01.120/1,5",1440,1728,"Под заказ","ДТПL","По запросу",1,0,1,9025900008,"Производимый",24]
["2023-06-06T16:44:55.024","2023-06-06",7324,"ДТПL054-01.140/3",null,"Преобразователь термоэлектрический ДТПL054-01.140/3",1965,2358,"Под заказ","ДТПL","По запросу",1,0,1,9025900008,"Производимый",24]
["2023-06-06T16:44:55.024","2023-06-06",15024,"ДТПL054-01.160/1",null,"Преобразователь термоэлектрический ДТПL054-01.160/1",1265,1518,"Под заказ","ДТПL","4",41,0,1,9025900008,"Производимый",24]
["2023-06-06T16:44:55.024","2023-06-06",8477,"ДТПL054-01.160/1,5",null,"Преобразователь термоэлектрический ДТПL054-01.160/1,5",1440,1728,"Под заказ","ДТПL","4",41,0,1,9025900008,"Производимый",24]
["2023-06-06T16:44:55.024","2023-06-06",74596,"ДТПL054-01.160/1,7",null,"Преобразователь термоэлектрический ДТПL054-01.160/1,7",1510,1812,"Под заказ","ДТПL","4",1,0,1,9025900008,"Производимый",24]
["2023-06-06T16:44:55.024","2023-06-06",9843,"ДТПL054-01.160/2",null,"Преобразователь термоэлектрический ДТПL054-01.160/2",1615,1938,"Под заказ","ДТПL","По запросу",1,0,1,9025900008,"Производимый",24]
["2023-06-06T16:44:55.024","2023-06-06",8489,"ДТПL054-01.160/3",null,"Преобразователь термоэлектрический ДТПL054-01.160/3",1965,2358,"Под заказ","ДТПL","По запросу",1,0,1,9025900008,"Производимый",24]
["2023-06-06T16:44:55.024","2023-06-06",21814,"ДТПL054-01.200/1,5",null,"Преобразователь термоэлектрический ДТПL054-01.200/1,5",1440,1728,"Под заказ","ДТПL","По запросу",1,0,1,9025900008,"Производимый",24]
["2023-06-06T16:44:55.024","2023-06-06",51032,"ДТПL054-01.200/10",null,"Преобразователь термоэлектрический ДТПL054-01.200/10",4415,5298,"Под заказ","ДТПL","По запросу",1,0,1,9025900008,"Производимый",24]
["2023-06-06T16:44:55.024","2023-06-06",66956,"ДТПL054-01.200/2",null,"Преобразователь термоэлектрический ДТПL054-01.200/2",1615,1938,"Под заказ","ДТПL","По запросу",1,0,1,9025900008,"Производимый",24]
["2023-06-06T16:44:55.024","2023-06-06",7357,"ДТПL054-01.200/5",null,"Преобразователь термоэлектрический ДТПL054-01.200/5",2665,3198,"Под заказ","ДТПL","По запросу",1,0,1,9025900008,"Производимый",24]
["2023-06-06T16:44:55.024","2023-06-06",21003,"ДТПL054-01.250/2",null,"Преобразователь термоэлектрический ДТПL054-01.250/2",1985,2382,"Под заказ","ДТПL","По запросу",1,0,1,9025900008,"Производимый",24]
["2023-06-06T16:44:55.024","2023-06-06",15800,"ДТПL054-01.250/2,5",null,"Преобразователь термоэлектрический ДТПL054-01.250/2,5",2160,2592,"Под заказ","ДТПL","По запросу",1,0,1,9025900008,"Производимый",24]
["2023-06-06T16:44:55.024","2023-06-06",21123,"ДТПL054-01.250/3",null,"Преобразователь термоэлектрический ДТПL054-01.250/3",2335,2802,"Под заказ","ДТПL","По запросу",1,0,1,9025900008,"Производимый",24]
["2023-06-06T16:44:55.024","2023-06-06",15445,"ДТПL054-01.250/5",null,"Преобразователь термоэлектрический ДТПL054-01.250/5",3035,3642,"Под заказ","ДТПL","По запросу",1,0,1,9025900008,"Производимый",24]
["2023-06-06T16:44:55.024","2023-06-06",21065,"ДТПL054-01.300/1",null,"Преобразователь термоэлектрический ДТПL054-01.300/1",1635,1962,"Под заказ","ДТПL","По запросу",1,0,1,9025900008,"Производимый",24]
["2023-06-06T16:44:55.024","2023-06-06",18733,"ДТПL054-01.320/1,5",null,"Преобразователь термоэлектрический ДТПL054-01.320/1,5",1810,2172,"Под заказ","ДТПL","По запросу",1,0,1,9025900008,"Производимый",24]
["2023-06-06T16:44:55.024","2023-06-06",19545,"ДТПL054-01.320/10",null,"Преобразователь термоэлектрический ДТПL054-01.320/10",4785,5742,"Под заказ","ДТПL","4",41,0,1,9025900008,"Производимый",24]
["2023-06-06T16:44:55.024","2023-06-06",9657,"ДТПL054-01.400/20",null,"Преобразователь термоэлектрический ДТПL054-01.400/20",8285,9942,"Под заказ","ДТПL","По запросу",1,0,1,9025900008,"Производимый",24]
["2023-06-06T16:44:55.024","2023-06-06",9679,"ДТПL054-01.400/5",null,"Преобразователь термоэлектрический ДТПL054-01.400/5",3035,3642,"Под заказ","ДТПL","По запросу",1,0,1,9025900008,"Производимый",24]
["2023-06-06T16:44:55.024","2023-06-06",11512,"ДТПL054-01.500/0,2",null,"Преобразователь термоэлектрический ДТПL054-01.500/0,2",1285,1542,"Под заказ","ДТПL","По запросу",1,0,1,9025900008,"Производимый",24]
["2023-06-06T16:44:55.024","2023-06-06",110548,"ДТПL054-01.500/6",null,"Преобразователь термоэлектрический ДТПL054-01.500/6",3385,4062,"Под заказ","ДТПL","4",41,0,1,9025900008,"Производимый",24]
["2023-06-06T16:44:55.024","2023-06-06",8654,"ДТПL054-01.60/0,2",null,"Преобразователь термоэлектрический ДТПL054-01.60/0,2",915,1098,"Под заказ","ДТПL","4",41,0,1,9025900008,"Производимый",24]
["2023-06-06T16:44:55.024","2023-06-06",21955,"ДТПL054-01.60/0,5",null,"Преобразователь термоэлектрический ДТПL054-01.60/0,5",1090,1308,"Под заказ","ДТПL","4",41,0,1,9025900008,"Производимый",24]
["2023-06-06T16:44:55.024","2023-06-06",43057,"ДТПL054-01.60/1",null,"Преобразователь термоэлектрический ДТПL054-01.60/1",1265,1518,"Под заказ","ДТПL","4",41,0,1,9025900008,"Производимый",24]
["2023-06-06T16:44:55.024","2023-06-06",7356,"ДТПL054-01.60/1,5",null,"Преобразователь термоэлектрический ДТПL054-01.60/1,5",1440,1728,"Под заказ","ДТПL","По запросу",1,0,1,9025900008,"Производимый",24]
["2023-06-06T16:44:55.024","2023-06-06",9267,"ДТПL054-01.60/10",null,"Преобразователь термоэлектрический ДТПL054-01.60/10",4415,5298,"Под заказ","ДТПL","По запросу",1,0,1,9025900008,"Производимый",24]
["2023-06-06T16:44:55.024","2023-06-06",8500,"ДТПL054-01.60/2",null,"Преобразователь термоэлектрический ДТПL054-01.60/2",1615,1938,"Под заказ","ДТПL","По запросу",1,0,1,9025900008,"Производимый",24]
["2023-06-06T16:44:55.024","2023-06-06",9841,"ДТПL054-01.60/3",null,"Преобразователь термоэлектрический ДТПL054-01.60/3",1965,2358,"Под заказ","ДТПL","По запросу",1,0,1,9025900008,"Производимый",24]
["2023-06-06T16:44:55.024","2023-06-06",46352,"ДТПL054-01.60/4",null,"Преобразователь термоэлектрический ДТПL054-01.60/4",2315,2778,"Под заказ","ДТПL","По запросу",1,0,1,9025900008,"Производимый",24]
["2023-06-06T16:44:55.024","2023-06-06",7358,"ДТПL054-01.60/5",null,"Преобразователь термоэлектрический ДТПL054-01.60/5",2665,3198,"Под заказ","ДТПL","По запросу",1,0,1,9025900008,"Производимый",24]
["2023-06-06T16:44:55.024","2023-06-06",68066,"ДТПL054-01.60/6",null,"Преобразователь термоэлектрический ДТПL054-01.60/6",3015,3618,"Под заказ","ДТПL","По запросу",1,0,1,9025900008,"Производимый",24]
["2023-06-06T16:44:55.024","2023-06-06",16724,"ДТПL054-01.80/0,2",null,"Преобразователь термоэлектрический ДТПL054-01.80/0,2",915,1098,"Под заказ","ДТПL","4",41,0,1,9025900008,"Производимый",24]
["2023-06-06T16:44:55.024","2023-06-06",111287,"ДТПL054-01.80/0,5",null,"Преобразователь термоэлектрический ДТПL054-01.80/0,5",1090,1308,"Под заказ","ДТПL","4",41,0,1,9025900008,"Производимый",24]
["2023-06-06T16:44:55.024","2023-06-06",9516,"ДТПL054-01.80/1,5",null,"Преобразователь термоэлектрический ДТПL054-01.80/1,5",1440,1728,"Под заказ","ДТПL","По запросу",1,0,1,9025900008,"Производимый",24]
["2023-06-06T16:44:55.024","2023-06-06",56792,"ДТПL054-01.80/10",null,"Преобразователь термоэлектрический ДТПL054-01.80/10",4415,5298,"Под заказ","ДТПL","По запросу",1,0,1,9025900008,"Производимый",24]
["2023-06-06T16:44:55.024","2023-06-06",9273,"ДТПL054-01.80/2",null,"Преобразователь термоэлектрический ДТПL054-01.80/2",1615,1938,"Под заказ","ДТПL","4",41,0,1,9025900008,"Производимый",24]
["2023-06-06T16:44:55.024","2023-06-06",8598,"ДТПL054-01.80/3",null,"Преобразователь термоэлектрический ДТПL054-01.80/3",1965,2358,"Под заказ","ДТПL","4",41,0,1,9025900008,"Производимый",24]
["2023-06-06T16:44:55.024","2023-06-06",74597,"ДТПL054-01.80/4",null,"Преобразователь термоэлектрический ДТПL054-01.80/4",2315,2778,"Под заказ","ДТПL","4",1,0,1,9025900008,"Производимый",24]
["2023-06-06T16:44:55.024","2023-06-06",9339,"ДТПL054-01.80/5",null,"Преобразователь термоэлектрический ДТПL054-01.80/5",2665,3198,"Под заказ","ДТПL","По запросу",1,0,1,9025900008,"Производимый",24]
["2023-06-06T16:44:55.024","2023-06-06",31802,"ДТПL054-10.100/4",null,"Преобразователь термоэлектрический ДТПL054-10.100/4",2115,2538,"Под заказ","ДТПL","По запросу",1,0,1,9025900008,"Производимый",24]
["2023-06-06T16:44:55.024","2023-06-06",82732,"ДТПL054-10.100/6",null,"Преобразователь термоэлектрический ДТПL054-10.100/6",2715,3258,"Под заказ","ДТПL","4",327,0,1,9025900008,"Производимый",24]
["2023-06-06T16:44:55.024","2023-06-06",21220,"ДТПL054-10.120/0,2",null,"Преобразователь термоэлектрический ДТПL054-10.120/0,2",915,1098,"Под заказ","ДТПL","4",1000,0,1,9025900008,"Производимый",24]
["2023-06-06T16:44:55.024","2023-06-06",9467,"ДТПL054-10.120/0,5",null,"Преобразователь термоэлектрический ДТПL054-10.120/0,5",1065,1278,"Под заказ","ДТПL","4",1000,0,1,9025900008,"Производимый",24]
["2023-06-06T16:44:55.024","2023-06-06",44922,"ДТПL054-10.120/2",null,"Преобразователь термоэлектрический ДТПL054-10.120/2",1515,1818,"Под заказ","ДТПL","По запросу",1,0,1,9025900008,"Производимый",24]
["2023-06-06T16:44:55.024","2023-06-06",9814,"ДТПL054-10.120/3",null,"Преобразователь термоэлектрический ДТПL054-10.120/3",1815,2178,"Под заказ","ДТПL","По запросу",1,0,1,9025900008,"Производимый",24]
["2023-06-06T16:44:55.024","2023-06-06",46109,"ДТПL054-10.120/6",null,"Преобразователь термоэлектрический ДТПL054-10.120/6",2715,3258,"Под заказ","ДТПL","По запросу",1,0,1,9025900008,"Производимый",24]
["2023-06-06T16:44:55.024","2023-06-06",15059,"ДТПL054-10.160/20",null,"Преобразователь термоэлектрический ДТПL054-10.160/20",6915,8298,"Под заказ","ДТПL","По запросу",1,0,1,9025900008,"Производимый",24]
["2023-06-06T16:44:55.024","2023-06-06",59141,"ДТПL054-10.160/5",null,"Преобразователь термоэлектрический ДТПL054-10.160/5",2415,2898,"Под заказ","ДТПL","4",386,0,1,9025900008,"Производимый",24]
["2023-06-06T16:44:55.024","2023-06-06",9173,"ДТПL054-10.200/1,5",null,"Преобразователь термоэлектрический ДТПL054-10.200/1,5",1365,1638,"Под заказ","ДТПL","По запросу",1,0,1,9025900008,"Производимый",24]
["2023-06-06T16:44:55.024","2023-06-06",20715,"ДТПL054-10.200/2",null,"Преобразователь термоэлектрический ДТПL054-10.200/2",1515,1818,"Под заказ","ДТПL","По запросу",1,0,1,9025900008,"Производимый",24]
["2023-06-06T16:44:55.024","2023-06-06",43647,"ДТПL054-10.200/20",null,"Преобразователь термоэлектрический ДТПL054-10.200/20",6915,8298,"Под заказ","ДТПL","По запросу",1,0,1,9025900008,"Производимый",24]
["2023-06-06T16:44:55.024","2023-06-06",40003,"ДТПL054-10.250/1",null,"Преобразователь термоэлектрический ДТПL054-10.250/1",1585,1902,"Под заказ","ДТПL","По запросу",1,0,1,9025900008,"Производимый",24]
["2023-06-06T16:44:55.024","2023-06-06",82949,"ДТПL054-10.250/2",null,"Преобразователь термоэлектрический ДТПL054-10.250/2",1885,2262,"Под заказ","ДТПL","По запросу",1,0,1,9025900008,"Производимый",24]
["2023-06-06T16:44:55.024","2023-06-06",119097,"ДТПL054-10.280/10",null,"Преобразователь термоэлектрический ДТПL054-10.280/10",4285,5142,"Под заказ","ДТПL","4",194,0,1,9025900008,"Производимый",24]
["2023-06-06T16:44:55.024","2023-06-06",38091,"ДТПL054-10.320/15",null,"Преобразователь термоэлектрический ДТПL054-10.320/15",5785,6942,"Под заказ","ДТПL","По запросу",1,0,1,9025900008,"Производимый",24]
["2023-06-06T16:44:55.024","2023-06-06",31831,"ДТПL054-10.320/5",null,"Преобразователь термоэлектрический ДТПL054-10.320/5",2785,3342,"Под заказ","ДТПL","По запросу",1,0,1,9025900008,"Производимый",24]
["2023-06-06T16:44:55.024","2023-06-06",92084,"ДТПL054-10.500/0,2",null,"Преобразователь термоэлектрический ДТПL054-10.500/0,2",1285,1542,"Под заказ","ДТПL","По запросу",1,0,1,9025900008,"Производимый",24]
["2023-06-06T16:44:55.024","2023-06-06",40125,"ДТПL054-10.500/10",null,"Преобразователь термоэлектрический ДТПL054-10.500/10",4285,5142,"Под заказ","ДТПL","По запросу",1,0,1,9025900008,"Производимый",24]
["2023-06-06T16:44:55.024","2023-06-06",117036,"ДТПL054-10.500/5.G1/2",null,"Преобразователь термоэлектрический ДТПL054-10.500/5.G1/2",2978,3573.6,"Под заказ","ДТПL","4",362,0,1,9025900008,"Производимый",24]
["2023-06-06T16:44:55.024","2023-06-06",45589,"ДТПL054-10.60/0,2",null,"Преобразователь термоэлектрический ДТПL054-10.60/0,2",915,1098,"Под заказ","ДТПL","4",1000,0,1,9025900008,"Производимый",24]
["2023-06-06T16:44:55.024","2023-06-06",9174,"ДТПL054-10.60/1,5",null,"Преобразователь термоэлектрический ДТПL054-10.60/1,5",1365,1638,"Под заказ","ДТПL","4",1000,0,1,9025900008,"Производимый",24]
["2023-06-06T16:44:55.024","2023-06-06",16919,"ДТПL054-10.60/10",null,"Преобразователь термоэлектрический ДТПL054-10.60/10",3915,4698,"Под заказ","ДТПL","По запросу",1,0,1,9025900008,"Производимый",24]
["2023-06-06T16:44:55.024","2023-06-06",124878,"ДТПL054-10.60/12",null,"Преобразователь термоэлектрический ДТПL054-10.60/12",4515,5418,"Под заказ","ДТПL","По запросу",1,0,1,9025900008,"Производимый",24]
["2023-06-06T16:44:55.024","2023-06-06",16457,"ДТПL054-10.60/2",null,"Преобразователь термоэлектрический ДТПL054-10.60/2",1515,1818,"Под заказ","ДТПL","4",962,0,1,9025900008,"Производимый",24]
["2023-06-06T16:44:55.024","2023-06-06",97573,"ДТПL054-10.60/2.G1/2",null,"Преобразователь термоэлектрический ДТПL054-10.60/2.G1/2",1653,1983.6,"Под заказ","ДТПL","4",962,0,1,9025900008,"Производимый",24]
["2023-06-06T16:44:55.024","2023-06-06",107906,"ДТПL054-10.60/3",null,"Преобразователь термоэлектрический ДТПL054-10.60/3",1815,2178,"Под заказ","ДТПL","4",649,0,1,9025900008,"Производимый",24]
["2023-06-06T16:44:55.024","2023-06-06",59140,"ДТПL054-10.60/5",null,"Преобразователь термоэлектрический ДТПL054-10.60/5",2415,2898,"Под заказ","ДТПL","4",394,0,1,9025900008,"Производимый",24]
["2023-06-06T16:44:55.024","2023-06-06",96343,"ДТПL054-10.80/0,2",null,"Преобразователь термоэлектрический ДТПL054-10.80/0,2",915,1098,"Под заказ","ДТПL","4",1000,0,1,9025900008,"Производимый",24]
["2023-06-06T16:44:55.024","2023-06-06",30863,"ДТПL054-10.80/2",null,"Преобразователь термоэлектрический ДТПL054-10.80/2",1515,1818,"Под заказ","ДТПL","По запросу",1,0,1,9025900008,"Производимый",24]
["2023-06-06T16:44:55.024","2023-06-06",16693,"ДТПL054-11.100/2",null,"Преобразователь термоэлектрический ДТПL054-11.100/2",1615,1938,"Под заказ","ДТПL","По запросу",1,0,1,9025900008,"Производимый",24]
["2023-06-06T16:44:55.024","2023-06-06",52421,"ДТПL054-11.250/1",null,"Преобразователь термоэлектрический ДТПL054-11.250/1",1635,1962,"Под заказ","ДТПL","По запросу",1,0,1,9025900008,"Производимый",24]
["2023-06-06T16:44:55.024","2023-06-06",10048,"ДТПL054-11.320/5",null,"Преобразователь термоэлектрический ДТПL054-11.320/5",3035,3642,"Под заказ","ДТПL","По запросу",1,0,1,9025900008,"Производимый",24]
["2023-06-06T16:44:55.024","2023-06-06",52420,"ДТПL054-11.60/1",null,"Преобразователь термоэлектрический ДТПL054-11.60/1",1265,1518,"Под заказ","ДТПL","4",521,0,1,9025900008,"Производимый",24]
["2023-06-06T16:44:55.024","2023-06-06",56630,"ДТПL054-11.60/5",null,"Преобразователь термоэлектрический ДТПL054-11.60/5",2665,3198,"Под заказ","ДТПL","4",111,0,1,9025900008,"Производимый",24]
["2023-06-06T16:44:55.024","2023-06-06",9653,"ДТПL054-11.60/8",null,"Преобразователь термоэлектрический ДТПL054-11.60/8",3715,4458,"Под заказ","ДТПL","По запросу",1,0,1,9025900008,"Производимый",24]
["2023-06-06T16:44:55.024","2023-06-06",18725,"ДТПL054Э-00.120/5.М20Х1,5",null,"Преобразователь термоэлектрический ДТПL054Э-00.120/5.М20Х1,5",2553,3063.6,"Под заказ","ДТПL","По запросу",1,0,1,9025900008,"Производимый",24]
["2023-06-06T16:44:55.024","2023-06-06",66087,"ДТПL054ЭD4-00.42/1,5",null,"Преобразователь термоэлектрический ДТПL054ЭD4-00.42/1,5",1365,1638,"Под заказ","ДТПL","По запросу",1,0,1,9025900008,"Производимый",24]
["2023-06-06T16:44:55.024","2023-06-06",40416,"ДТПL055-0100.100",null,"Преобразователь термоэлектрический ДТПL055-0100.100",1315,1578,"Под заказ","ДТПL","4",280,0,1,9025900008,"Производимый",24]
["2023-06-06T16:44:55.024","2023-06-06",131221,"ДТПL055-0100.100.ЕХI-Т3",null,"Преобразователь термоэлектрический ДТПL055-0100.100.ЕХI-Т3",2630,3156,"Под заказ","ДТПL","4",280,0,1,9025900008,"Производимый",24]
["2023-06-06T16:44:55.024","2023-06-06",20154,"ДТПL055-0100.120",null,"Преобразователь термоэлектрический ДТПL055-0100.120",1315,1578,"Под заказ","ДТПL","4",280,0,1,9025900008,"Производимый",24]
["2023-06-06T16:44:55.024","2023-06-06",37127,"ДТПL055-0100.1250",null,"Преобразователь термоэлектрический ДТПL055-0100.1250",2240,2688,"Под заказ","ДТПL","По запросу",1,0,1,9025900008,"Производимый",24]
["2023-06-06T16:44:55.024","2023-06-06",49645,"ДТПL055-0100.150",null,"Преобразователь термоэлектрический ДТПL055-0100.150",1315,1578,"Под заказ","ДТПL","По запросу",1,0,1,9025900008,"Производимый",24]
["2023-06-06T16:44:55.024","2023-06-06",11477,"ДТПL055-0100.160",null,"Преобразователь термоэлектрический ДТПL055-0100.160",1315,1578,"Под заказ","ДТПL","4",280,0,1,9025900008,"Производимый",24]
["2023-06-06T16:44:55.024","2023-06-06",15449,"ДТПL055-0100.200",null,"Преобразователь термоэлектрический ДТПL055-0100.200",1315,1578,"Под заказ","ДТПL","По запросу",1,0,1,9025900008,"Производимый",24]
["2023-06-06T16:44:55.024","2023-06-06",11889,"ДТПL055-0100.250",null,"Преобразователь термоэлектрический ДТПL055-0100.250",1490,1788,"Под заказ","ДТПL","4",280,0,1,9025900008,"Производимый",24]
["2023-06-06T16:44:55.024","2023-06-06",131222,"ДТПL055-0100.250.ЕХI-Т3",null,"Преобразователь термоэлектрический ДТПL055-0100.250.ЕХI-Т3",2980,3576,"Под заказ","ДТПL","4",280,0,1,9025900008,"Производимый",24]
["2023-06-06T16:44:55.024","2023-06-06",18047,"ДТПL055-0100.320",null,"Преобразователь термоэлектрический ДТПL055-0100.320",1490,1788,"Под заказ","ДТПL","4",280,0,1,9025900008,"Производимый",24]
["2023-06-06T16:44:55.024","2023-06-06",20231,"ДТПL055-0100.400",null,"Преобразователь термоэлектрический ДТПL055-0100.400",1490,1788,"Под заказ","ДТПL","4",280,0,1,9025900008,"Производимый",24]
["2023-06-06T16:44:55.024","2023-06-06",136423,"ДТПL055-0100.400.G1/2",null,"Преобразователь термоэлектрический ДТПL055-0100.400.G1/2",1714,2056.8000000000002,"Под заказ","ДТПL","4",280,0,1,9025900008,"Производимый",24]
["2023-06-06T16:44:55.024","2023-06-06",11646,"ДТПL055-0100.500",null,"Преобразователь термоэлектрический ДТПL055-0100.500",1490,1788,"Под заказ","ДТПL","4",280,0,1,9025900008,"Производимый",24]
["2023-06-06T16:44:55.024","2023-06-06",11648,"ДТПL055-0100.630",null,"Преобразователь термоэлектрический ДТПL055-0100.630",1815,2178,"Под заказ","ДТПL","4",280,0,1,9025900008,"Производимый",24]
["2023-06-06T16:44:55.024","2023-06-06",131370,"ДТПL055-0100.80",null,"Преобразователь термоэлектрический ДТПL055-0100.80",1315,1578,"Под заказ","ДТПL","4",280,0,1,9025900008,"Производимый",24]
["2023-06-06T16:44:55.024","2023-06-06",11647,"ДТПL055-0100.800",null,"Преобразователь термоэлектрический ДТПL055-0100.800",1815,2178,"Под заказ","ДТПL","4",280,0,1,9025900008,"Производимый",24]
["2023-06-06T16:44:55.024","2023-06-06",38891,"ДТПL055-0110.1000",null,"Преобразователь термоэлектрический ДТПL055-0110.1000",3630,4356,"Под заказ","ДТПL","По запросу",1,0,1,9025900008,"Производимый",24]
["2023-06-06T16:44:55.024","2023-06-06",44851,"ДТПL055-0110.120",null,"Преобразователь термоэлектрический ДТПL055-0110.120",2465,2958,"Под заказ","ДТПL","По запросу",1,0,1,9025900008,"Производимый",24]
["2023-06-06T16:44:55.024","2023-06-06",38892,"ДТПL055-0110.160",null,"Преобразователь термоэлектрический ДТПL055-0110.160",2465,2958,"Под заказ","ДТПL","По запросу",1,0,1,9025900008,"Производимый",24]
["2023-06-06T16:44:55.024","2023-06-06",86179,"ДТПL055-0110.1600",null,"Преобразователь термоэлектрический ДТПL055-0110.1600",4415,5298,"Под заказ","ДТПL","По запросу",1,0,1,9025900008,"Производимый",24]
["2023-06-06T16:44:55.024","2023-06-06",31507,"ДТПL055-0110.200",null,"Преобразователь термоэлектрический ДТПL055-0110.200",2465,2958,"Под заказ","ДТПL","4",264,0,1,9025900008,"Производимый",24]
["2023-06-06T16:44:55.024","2023-06-06",38893,"ДТПL055-0110.250",null,"Преобразователь термоэлектрический ДТПL055-0110.250",2785,3342,"Под заказ","ДТПL","4",226,0,1,9025900008,"Производимый",24]
["2023-06-06T16:44:55.024","2023-06-06",37106,"ДТПL055-0110.320",null,"Преобразователь термоэлектрический ДТПL055-0110.320",2785,3342,"Под заказ","ДТПL","По запросу",1,0,1,9025900008,"Производимый",24]
["2023-06-06T16:44:55.024","2023-06-06",86178,"ДТПL055-0110.400",null,"Преобразователь термоэлектрический ДТПL055-0110.400",2785,3342,"Под заказ","ДТПL","По запросу",1,0,1,9025900008,"Производимый",24]
["2023-06-06T16:44:55.024","2023-06-06",68978,"ДТПL055-0110.500",null,"Преобразователь термоэлектрический ДТПL055-0110.500",2785,3342,"Под заказ","ДТПL","По запросу",1,0,1,9025900008,"Производимый",24]
["2023-06-06T16:44:55.024","2023-06-06",30640,"ДТПL055-0110.800",null,"Преобразователь термоэлектрический ДТПL055-0110.800",3120,3744,"Под заказ","ДТПL","4",203,0,1,9025900008,"Производимый",24]
["2023-06-06T16:44:55.024","2023-06-06",11848,"ДТПL055-0200.1000",null,"Преобразователь термоэлектрический ДТПL055-0200.1000",2690,3228,"Под заказ","ДТПL","По запросу",1,0,1,9025900008,"Производимый",24]
["2023-06-06T16:44:55.024","2023-06-06",11849,"ДТПL055-0200.120",null,"Преобразователь термоэлектрический ДТПL055-0200.120",1575,1890,"Под заказ","ДТПL","По запросу",1,0,1,9025900008,"Производимый",24]
["2023-06-06T16:44:55.024","2023-06-06",11850,"ДТПL055-0200.160",null,"Преобразователь термоэлектрический ДТПL055-0200.160",1575,1890,"Под заказ","ДТПL","По запросу",1,0,1,9025900008,"Производимый",24]
["2023-06-06T16:44:55.024","2023-06-06",11845,"ДТПL055-0200.200",null,"Преобразователь термоэлектрический ДТПL055-0200.200",1575,1890,"Под заказ","ДТПL","По запросу",1,0,1,9025900008,"Производимый",24]
["2023-06-06T16:44:55.024","2023-06-06",120523,"ДТПL055-0200.2000",null,"Преобразователь термоэлектрический ДТПL055-0200.2000",3855,4626,"Под заказ","ДТПL","4",58,0,1,9025900008,"Производимый",24]
["2023-06-06T16:44:55.024","2023-06-06",11847,"ДТПL055-0200.320",null,"Преобразователь термоэлектрический ДТПL055-0200.320",1800,2160,"Под заказ","ДТПL","4",266,0,1,9025900008,"Производимый",24]
["2023-06-06T16:44:55.024","2023-06-06",11858,"ДТПL055-0200.400",null,"Преобразователь термоэлектрический ДТПL055-0200.400",1800,2160,"Под заказ","ДТПL","По запросу",1,0,1,9025900008,"Производимый",24]
["2023-06-06T16:44:55.024","2023-06-06",104769,"ДТПL055-0210.160",null,"Преобразователь термоэлектрический ДТПL055-0210.160",2970,3564,"Под заказ","ДТПL","4",138,0,1,9025900008,"Производимый",24]
["2023-06-06T16:44:55.024","2023-06-06",104768,"ДТПL055-0210.500",null,"Преобразователь термоэлектрический ДТПL055-0210.500",3345,4014,"Под заказ","ДТПL","4",60,0,1,9025900008,"Производимый",24]
["2023-06-06T16:44:55.024","2023-06-06",104767,"ДТПL055-0210.800",null,"Преобразователь термоэлектрический ДТПL055-0210.800",3740,4488,"Под заказ","ДТПL","4",45,0,1,9025900008,"Производимый",24]
["2023-06-06T16:44:55.024","2023-06-06",41489,"ДТПL055-1110.120",null,"Преобразователь термоэлектрический ДТПL055-1110.120",2465,2958,"Под заказ","ДТПL","По запросу",1,0,1,9025900008,"Производимый",24]
["2023-06-06T16:44:55.024","2023-06-06",41488,"ДТПL055-1110.250",null,"Преобразователь термоэлектрический ДТПL055-1110.250",2785,3342,"Под заказ","ДТПL","По запросу",1,0,1,9025900008,"Производимый",24]
["2023-06-06T16:44:55.024","2023-06-06",52044,"ДТПL055-1200.1250",null,"Преобразователь термоэлектрический ДТПL055-1200.1250",2690,3228,"Под заказ","ДТПL","По запросу",1,0,1,9025900008,"Производимый",24]
["2023-06-06T16:44:55.024","2023-06-06",55434,"ДТПL055Л-0110.120",null,"Преобразователь термоэлектрический ДТПL055Л-0110.120",2465,2958,"Под заказ","ДТПL","4",1,0,1,9025900008,"Производимый",24]
["2023-06-06T16:44:55.024","2023-06-06",55435,"ДТПL055Л-0110.160",null,"Преобразователь термоэлектрический ДТПL055Л-0110.160",2465,2958,"Под заказ","ДТПL","4",305,0,1,9025900008,"Производимый",24]
["2023-06-06T16:44:55.024","2023-06-06",55436,"ДТПL055Л-0110.200",null,"Преобразователь термоэлектрический ДТПL055Л-0110.200",2465,2958,"Под заказ","ДТПL","По запросу",1,0,1,9025900008,"Производимый",24]
["2023-06-06T16:44:55.024","2023-06-06",55437,"ДТПL055Л-0110.250",null,"Преобразователь термоэлектрический ДТПL055Л-0110.250",2785,3342,"Под заказ","ДТПL","По запросу",1,0,1,9025900008,"Производимый",24]
["2023-06-06T16:44:55.024","2023-06-06",55438,"ДТПL055Л-0110.320",null,"Преобразователь термоэлектрический ДТПL055Л-0110.320",2785,3342,"Под заказ","ДТПL","По запросу",1,0,1,9025900008,"Производимый",24]
["2023-06-06T16:44:55.024","2023-06-06",55439,"ДТПL055Л-0110.400",null,"Преобразователь термоэлектрический ДТПL055Л-0110.400",2785,3342,"Под заказ","ДТПL","4",158,0,1,9025900008,"Производимый",24]
["2023-06-06T16:44:55.024","2023-06-06",91700,"ДТПL055Л-0110.800",null,"Преобразователь термоэлектрический ДТПL055Л-0110.800",3120,3744,"Под заказ","ДТПL","По запросу",1,0,1,9025900008,"Производимый",24]
["2023-06-06T16:44:55.024","2023-06-06",30609,"ДТПL064-00.100/0,2",null,"Преобразователь термоэлектрический ДТПL064-00.100/0,2",915,1098,"Под заказ","ДТПL","4",966,0,1,9025900008,"Производимый",24]
["2023-06-06T16:44:55.024","2023-06-06",89096,"ДТПL064-00.100/0,2.G1/2",null,"Преобразователь термоэлектрический ДТПL064-00.100/0,2.G1/2",1053,1263.5999999999999,"Под заказ","ДТПL","4",966,0,1,9025900008,"Производимый",24]
["2023-06-06T16:44:55.024","2023-06-06",92372,"ДТПL064-00.100/0,2К",null,"Преобразователь термоэлектрический ДТПL064-00.100/0,2К",915,1098,"Под заказ","ДТПL","4",1,0,1,9025900008,"Производимый",24]
["2023-06-06T16:44:55.024","2023-06-06",45417,"ДТПL064-00.100/0,5",null,"Преобразователь термоэлектрический ДТПL064-00.100/0,5",1065,1278,"Под заказ","ДТПL","4",966,0,1,9025900008,"Производимый",24]
["2023-06-06T16:44:55.024","2023-06-06",47867,"ДТПL064-00.100/0,5К",null,"Преобразователь термоэлектрический ДТПL064-00.100/0,5К",1065,1278,"Под заказ","ДТПL","По запросу",1,0,1,9025900008,"Производимый",24]
["2023-06-06T16:44:55.024","2023-06-06",41187,"ДТПL064-00.100/1",null,"Преобразователь термоэлектрический ДТПL064-00.100/1",1215,1458,"Под заказ","ДТПL","4",966,0,1,9025900008,"Производимый",24]
["2023-06-06T16:44:55.024","2023-06-06",11522,"ДТПL064-00.100/1,5",null,"Преобразователь термоэлектрический ДТПL064-00.100/1,5",1365,1638,"Под заказ","ДТПL","4",966,0,1,9025900008,"Производимый",24]
["2023-06-06T16:44:55.024","2023-06-06",35913,"ДТПL064-00.100/1,5К",null,"Преобразователь термоэлектрический ДТПL064-00.100/1,5К",1365,1638,"Под заказ","ДТПL","4",1,0,1,9025900008,"Производимый",24]
["2023-06-06T16:44:55.024","2023-06-06",62504,"ДТПL064-00.100/1.G1/2",null,"Преобразователь термоэлектрический ДТПL064-00.100/1.G1/2",1353,1623.6,"Под заказ","ДТПL","По запросу",1,0,1,9025900008,"Производимый",24]
["2023-06-06T16:44:55.024","2023-06-06",82150,"ДТПL064-00.100/10",null,"Преобразователь термоэлектрический ДТПL064-00.100/10",3915,4698,"Под заказ","ДТПL","По запросу",1,0,1,9025900008,"Производимый",24]
["2023-06-06T16:44:55.024","2023-06-06",21660,"ДТПL064-00.100/15",null,"Преобразователь термоэлектрический ДТПL064-00.100/15",5415,6498,"Под заказ","ДТПL","По запросу",1,0,1,9025900008,"Производимый",24]
["2023-06-06T16:44:55.024","2023-06-06",44322,"ДТПL064-00.100/1К",null,"Преобразователь термоэлектрический ДТПL064-00.100/1К",1215,1458,"Под заказ","ДТПL","По запросу",1,0,1,9025900008,"Производимый",24]
["2023-06-06T16:44:55.024","2023-06-06",10149,"ДТПL064-00.100/2",null,"Преобразователь термоэлектрический ДТПL064-00.100/2",1515,1818,"Под заказ","ДТПL","4",943,0,1,9025900008,"Производимый",24]
["2023-06-06T16:44:55.024","2023-06-06",56802,"ДТПL064-00.100/2,5",null,"Преобразователь термоэлектрический ДТПL064-00.100/2,5",1665,1998,"Под заказ","ДТПL","По запросу",1,0,1,9025900008,"Производимый",24]
["2023-06-06T16:44:55.024","2023-06-06",105539,"ДТПL064-00.100/2,5К",null,"Преобразователь термоэлектрический ДТПL064-00.100/2,5К",1665,1998,"Под заказ","ДТПL","4",1,0,1,9025900008,"Производимый",24]
["2023-06-06T16:44:55.024","2023-06-06",84658,"ДТПL064-00.100/20",null,"Преобразователь термоэлектрический ДТПL064-00.100/20",6915,8298,"Под заказ","ДТПL","По запросу",1,0,1,9025900008,"Производимый",24]
["2023-06-06T16:44:55.024","2023-06-06",48551,"ДТПL064-00.100/2К",null,"Преобразователь термоэлектрический ДТПL064-00.100/2К",1515,1818,"Под заказ","ДТПL","4",1,0,1,9025900008,"Производимый",24]
["2023-06-06T16:44:55.024","2023-06-06",64955,"ДТПL064-00.100/3",null,"Преобразователь термоэлектрический ДТПL064-00.100/3",1815,2178,"Под заказ","ДТПL","По запросу",1,0,1,9025900008,"Производимый",24]
["2023-06-06T16:44:55.024","2023-06-06",71729,"ДТПL064-00.100/3К",null,"Преобразователь термоэлектрический ДТПL064-00.100/3К",1815,2178,"Под заказ","ДТПL","4",1,0,1,9025900008,"Производимый",24]
["2023-06-06T16:44:55.024","2023-06-06",43553,"ДТПL064-00.100/5",null,"Преобразователь термоэлектрический ДТПL064-00.100/5",2415,2898,"Под заказ","ДТПL","4",391,0,1,9025900008,"Производимый",24]
["2023-06-06T16:44:55.024","2023-06-06",92371,"ДТПL064-00.100/6К",null,"Преобразователь термоэлектрический ДТПL064-00.100/6К",2715,3258,"Под заказ","ДТПL","4",1,0,1,9025900008,"Производимый",24]
["2023-06-06T16:44:55.024","2023-06-06",106813,"ДТПL064-00.100/7",null,"Преобразователь термоэлектрический ДТПL064-00.100/7",3015,3618,"Под заказ","ДТПL","4",281,0,1,9025900008,"Производимый",24]
["2023-06-06T16:44:55.024","2023-06-06",17351,"ДТПL064-00.100/8К",null,"Преобразователь термоэлектрический ДТПL064-00.100/8К",3315,3978,"Под заказ","ДТПL","По запросу",1,0,1,9025900008,"Производимый",24]
["2023-06-06T16:44:55.024","2023-06-06",79473,"ДТПL064-00.1000/1,5",null,"Преобразователь термоэлектрический ДТПL064-00.1000/1,5",2240,2688,"Под заказ","ДТПL","4",794,0,1,9025900008,"Производимый",24]
["2023-06-06T16:44:55.024","2023-06-06",102618,"ДТПL064-00.1000/10",null,"Преобразователь термоэлектрический ДТПL064-00.1000/10",4790,5748,"Под заказ","ДТПL","4",181,0,1,9025900008,"Производимый",24]
["2023-06-06T16:44:55.024","2023-06-06",106350,"ДТПL064-00.1000/2",null,"Преобразователь термоэлектрический ДТПL064-00.1000/2",2390,2868,"Под заказ","ДТПL","По запросу",1,0,1,9025900008,"Производимый",24]
["2023-06-06T16:44:55.024","2023-06-06",35109,"ДТПL064-00.120/0,2",null,"Преобразователь термоэлектрический ДТПL064-00.120/0,2",915,1098,"Под заказ","ДТПL","4",1,0,1,9025900008,"Производимый",24]
["2023-06-06T16:44:55.024","2023-06-06",9084,"ДТПL064-00.120/0,5",null,"Преобразователь термоэлектрический ДТПL064-00.120/0,5",1065,1278,"Под заказ","ДТПL","По запросу",1,0,1,9025900008,"Производимый",24]
["2023-06-06T16:44:55.024","2023-06-06",11267,"ДТПL064-00.120/0,5К",null,"Преобразователь термоэлектрический ДТПL064-00.120/0,5К",1065,1278,"Под заказ","ДТПL","4",1,0,1,9025900008,"Производимый",24]
["2023-06-06T16:44:55.024","2023-06-06",8437,"ДТПL064-00.120/0,6",null,"Преобразователь термоэлектрический ДТПL064-00.120/0,6",1095,1314,"Под заказ","ДТПL","По запросу",1,0,1,9025900008,"Производимый",24]
["2023-06-06T16:44:55.024","2023-06-06",56354,"ДТПL064-00.120/0,7",null,"Преобразователь термоэлектрический ДТПL064-00.120/0,7",1125,1350,"Под заказ","ДТПL","По запросу",1,0,1,9025900008,"Производимый",24]
["2023-06-06T16:44:55.024","2023-06-06",10288,"ДТПL064-00.120/1",null,"Преобразователь термоэлектрический ДТПL064-00.120/1",1215,1458,"Под заказ","ДТПL","4",966,0,1,9025900008,"Производимый",24]
["2023-06-06T16:44:55.024","2023-06-06",8471,"ДТПL064-00.120/1,5",null,"Преобразователь термоэлектрический ДТПL064-00.120/1,5",1365,1638,"Под заказ","ДТПL","4",966,0,1,9025900008,"Производимый",24]
["2023-06-06T16:44:55.024","2023-06-06",41562,"ДТПL064-00.120/1,5.G1/2",null,"Преобразователь термоэлектрический ДТПL064-00.120/1,5.G1/2",1503,1803.6,"Под заказ","ДТПL","По запросу",1,0,1,9025900008,"Производимый",24]
["2023-06-06T16:44:55.024","2023-06-06",36009,"ДТПL064-00.120/1,5К",null,"Преобразователь термоэлектрический ДТПL064-00.120/1,5К",1365,1638,"Под заказ","ДТПL","По запросу",1,0,1,9025900008,"Производимый",24]
["2023-06-06T16:44:55.024","2023-06-06",67600,"ДТПL064-00.120/10",null,"Преобразователь термоэлектрический ДТПL064-00.120/10",3915,4698,"Под заказ","ДТПL","По запросу",1,0,1,9025900008,"Производимый",24]
["2023-06-06T16:44:55.024","2023-06-06",20596,"ДТПL064-00.120/11",null,"Преобразователь термоэлектрический ДТПL064-00.120/11",4215,5058,"Под заказ","ДТПL","По запросу",1,0,1,9025900008,"Производимый",24]
["2023-06-06T16:44:55.024","2023-06-06",36300,"ДТПL064-00.120/12",null,"Преобразователь термоэлектрический ДТПL064-00.120/12",4515,5418,"Под заказ","ДТПL","По запросу",1,0,1,9025900008,"Производимый",24]
["2023-06-06T16:44:55.024","2023-06-06",21651,"ДТПL064-00.120/15",null,"Преобразователь термоэлектрический ДТПL064-00.120/15",5415,6498,"Под заказ","ДТПL","По запросу",1,0,1,9025900008,"Производимый",24]
["2023-06-06T16:44:55.024","2023-06-06",20595,"ДТПL064-00.120/16",null,"Преобразователь термоэлектрический ДТПL064-00.120/16",5715,6858,"Под заказ","ДТПL","По запросу",1,0,1,9025900008,"Производимый",24]
["2023-06-06T16:44:55.024","2023-06-06",42766,"ДТПL064-00.120/1К",null,"Преобразователь термоэлектрический ДТПL064-00.120/1К",1215,1458,"Под заказ","ДТПL","По запросу",1,0,1,9025900008,"Производимый",24]
["2023-06-06T16:44:55.024","2023-06-06",17752,"ДТПL064-00.120/2",null,"Преобразователь термоэлектрический ДТПL064-00.120/2",1515,1818,"Под заказ","ДТПL","4",935,0,1,9025900008,"Производимый",24]
["2023-06-06T16:44:55.024","2023-06-06",20330,"ДТПL064-00.120/2,5",null,"Преобразователь термоэлектрический ДТПL064-00.120/2,5",1665,1998,"Под заказ","ДТПL","По запросу",1,0,1,9025900008,"Производимый",24]
["2023-06-06T16:44:55.024","2023-06-06",36971,"ДТПL064-00.120/2,5К",null,"Преобразователь термоэлектрический ДТПL064-00.120/2,5К",1665,1998,"Под заказ","ДТПL","4",1,0,1,9025900008,"Производимый",24]
["2023-06-06T16:44:55.024","2023-06-06",8759,"ДТПL064-00.120/20",null,"Преобразователь термоэлектрический ДТПL064-00.120/20",6915,8298,"Под заказ","ДТПL","По запросу",1,0,1,9025900008,"Производимый",24]
["2023-06-06T16:44:55.024","2023-06-06",42192,"ДТПL064-00.120/20.G1/2",null,"Преобразователь термоэлектрический ДТПL064-00.120/20.G1/2",7053,8463.6,"Под заказ","ДТПL","По запросу",1,0,1,9025900008,"Производимый",24]
["2023-06-06T16:44:55.024","2023-06-06",37013,"ДТПL064-00.120/2К",null,"Преобразователь термоэлектрический ДТПL064-00.120/2К",1515,1818,"Под заказ","ДТПL","4",1,0,1,9025900008,"Производимый",24]
["2023-06-06T16:44:55.024","2023-06-06",8405,"ДТПL064-00.120/3",null,"Преобразователь термоэлектрический ДТПL064-00.120/3",1815,2178,"Под заказ","ДТПL","По запросу",1,0,1,9025900008,"Производимый",24]
["2023-06-06T16:44:55.024","2023-06-06",11479,"ДТПL064-00.120/3,5",null,"Преобразователь термоэлектрический ДТПL064-00.120/3,5",1965,2358,"Под заказ","ДТПL","По запросу",1,0,1,9025900008,"Производимый",24]
["2023-06-06T16:44:55.024","2023-06-06",37015,"ДТПL064-00.120/3К",null,"Преобразователь термоэлектрический ДТПL064-00.120/3К",1815,2178,"Под заказ","ДТПL","По запросу",1,0,1,9025900008,"Производимый",24]
["2023-06-06T16:44:55.024","2023-06-06",30390,"ДТПL064-00.120/4",null,"Преобразователь термоэлектрический ДТПL064-00.120/4",2115,2538,"Под заказ","ДТПL","По запросу",1,0,1,9025900008,"Производимый",24]
["2023-06-06T16:44:55.024","2023-06-06",15092,"ДТПL064-00.120/5",null,"Преобразователь термоэлектрический ДТПL064-00.120/5",2415,2898,"Под заказ","ДТПL","4",389,0,1,9025900008,"Производимый",24]
["2023-06-06T16:44:55.024","2023-06-06",39523,"ДТПL064-00.120/5К",null,"Преобразователь термоэлектрический ДТПL064-00.120/5К",2415,2898,"Под заказ","ДТПL","По запросу",1,0,1,9025900008,"Производимый",24]
["2023-06-06T16:44:55.024","2023-06-06",61623,"ДТПL064-00.120/7",null,"Преобразователь термоэлектрический ДТПL064-00.120/7",3015,3618,"Под заказ","ДТПL","По запросу",1,0,1,9025900008,"Производимый",24]
["2023-06-06T16:44:55.024","2023-06-06",50660,"ДТПL064-00.120/8",null,"Преобразователь термоэлектрический ДТПL064-00.120/8",3315,3978,"Под заказ","ДТПL","По запросу",1,0,1,9025900008,"Производимый",24]
["2023-06-06T16:44:55.024","2023-06-06",128200,"ДТПL064-00.140/2",null,"Преобразователь термоэлектрический ДТПL064-00.140/2",1515,1818,"Под заказ","ДТПL","4",926,0,1,9025900008,"Производимый",24]
["2023-06-06T16:44:55.024","2023-06-06",9204,"ДТПL064-00.160/0,2",null,"Преобразователь термоэлектрический ДТПL064-00.160/0,2",915,1098,"Под заказ","ДТПL","4",966,0,1,9025900008,"Производимый",24]
["2023-06-06T16:44:55.024","2023-06-06",64831,"ДТПL064-00.160/0,5",null,"Преобразователь термоэлектрический ДТПL064-00.160/0,5",1065,1278,"Под заказ","ДТПL","По запросу",1,0,1,9025900008,"Производимый",24]
["2023-06-06T16:44:55.024","2023-06-06",11605,"ДТПL064-00.160/1",null,"Преобразователь термоэлектрический ДТПL064-00.160/1",1215,1458,"Под заказ","ДТПL","4",966,0,1,9025900008,"Производимый",24]
["2023-06-06T16:44:55.024","2023-06-06",16011,"ДТПL064-00.160/1,5",null,"Преобразователь термоэлектрический ДТПL064-00.160/1,5",1365,1638,"Под заказ","ДТПL","По запросу",1,0,1,9025900008,"Производимый",24]
["2023-06-06T16:44:55.024","2023-06-06",64567,"ДТПL064-00.160/1,5.G1/2",null,"Преобразователь термоэлектрический ДТПL064-00.160/1,5.G1/2",1503,1803.6,"Под заказ","ДТПL","По запросу",1,0,1,9025900008,"Производимый",24]
["2023-06-06T16:44:55.024","2023-06-06",71081,"ДТПL064-00.160/1,5К",null,"Преобразователь термоэлектрический ДТПL064-00.160/1,5К",1365,1638,"Под заказ","ДТПL","4",1,0,1,9025900008,"Производимый",24]
["2023-06-06T16:44:55.024","2023-06-06",64613,"ДТПL064-00.160/1,5К.G1/2",null,"Преобразователь термоэлектрический ДТПL064-00.160/1,5К.G1/2",1503,1803.6,"Под заказ","ДТПL","По запросу",1,0,1,9025900008,"Производимый",24]
["2023-06-06T16:44:55.024","2023-06-06",21066,"ДТПL064-00.160/10",null,"Преобразователь термоэлектрический ДТПL064-00.160/10",3915,4698,"Под заказ","ДТПL","По запросу",1,0,1,9025900008,"Производимый",24]
["2023-06-06T16:44:55.024","2023-06-06",36925,"ДТПL064-00.160/1К",null,"Преобразователь термоэлектрический ДТПL064-00.160/1К",1215,1458,"Под заказ","ДТПL","По запросу",1,0,1,9025900008,"Производимый",24]
["2023-06-06T16:44:55.024","2023-06-06",9121,"ДТПL064-00.160/2",null,"Преобразователь термоэлектрический ДТПL064-00.160/2",1515,1818,"Под заказ","ДТПL","4",917,0,1,9025900008,"Производимый",24]
["2023-06-06T16:44:55.024","2023-06-06",57203,"ДТПL064-00.160/20",null,"Преобразователь термоэлектрический ДТПL064-00.160/20",6915,8298,"Под заказ","ДТПL","По запросу",1,0,1,9025900008,"Производимый",24]
["2023-06-06T16:44:55.024","2023-06-06",19055,"ДТПL064-00.160/2К",null,"Преобразователь термоэлектрический ДТПL064-00.160/2К",1515,1818,"Под заказ","ДТПL","По запросу",1,0,1,9025900008,"Производимый",24]
["2023-06-06T16:44:55.024","2023-06-06",41384,"ДТПL064-00.160/3",null,"Преобразователь термоэлектрический ДТПL064-00.160/3",1815,2178,"Под заказ","ДТПL","4",629,0,1,9025900008,"Производимый",24]
["2023-06-06T16:44:55.024","2023-06-06",38202,"ДТПL064-00.160/3К",null,"Преобразователь термоэлектрический ДТПL064-00.160/3К",1815,2178,"Под заказ","ДТПL","4",1,0,1,9025900008,"Производимый",24]
["2023-06-06T16:44:55.024","2023-06-06",46230,"ДТПL064-00.160/3К.G1/2",null,"Преобразователь термоэлектрический ДТПL064-00.160/3К.G1/2",1953,2343.6,"Под заказ","ДТПL","По запросу",1,0,1,9025900008,"Производимый",24]
["2023-06-06T16:44:55.024","2023-06-06",61621,"ДТПL064-00.160/5",null,"Преобразователь термоэлектрический ДТПL064-00.160/5",2415,2898,"Под заказ","ДТПL","4",386,0,1,9025900008,"Производимый",24]
["2023-06-06T16:44:55.024","2023-06-06",61631,"ДТПL064-00.160/7",null,"Преобразователь термоэлектрический ДТПL064-00.160/7",3015,3618,"Под заказ","ДТПL","По запросу",1,0,1,9025900008,"Производимый",24]
["2023-06-06T16:44:55.024","2023-06-06",61620,"ДТПL064-00.160/8",null,"Преобразователь термоэлектрический ДТПL064-00.160/8",3315,3978,"Под заказ","ДТПL","По запросу",1,0,1,9025900008,"Производимый",24]
["2023-06-06T16:44:55.024","2023-06-06",44931,"ДТПL064-00.180/1,5К",null,"Преобразователь термоэлектрический ДТПL064-00.180/1,5К",1365,1638,"Под заказ","ДТПL","По запросу",1,0,1,9025900008,"Производимый",24]
["2023-06-06T16:44:55.024","2023-06-06",39456,"ДТПL064-00.180/10",null,"Преобразователь термоэлектрический ДТПL064-00.180/10",3915,4698,"Под заказ","ДТПL","По запросу",1,0,1,9025900008,"Производимый",24]
["2023-06-06T16:44:55.024","2023-06-06",127970,"ДТПL064-00.180/2К",null,"Преобразователь термоэлектрический ДТПL064-00.180/2К",1515,1818,"Под заказ","ДТПL","4",1,0,1,9025900008,"Производимый",24]
["2023-06-06T16:44:55.024","2023-06-06",95973,"ДТПL064-00.180/5",null,"Преобразователь термоэлектрический ДТПL064-00.180/5",2415,2898,"Под заказ","ДТПL","4",385,0,1,9025900008,"Производимый",24]
["2023-06-06T16:44:55.024","2023-06-06",9666,"ДТПL064-00.200/0,2",null,"Преобразователь термоэлектрический ДТПL064-00.200/0,2",915,1098,"Под заказ","ДТПL","4",966,0,1,9025900008,"Производимый",24]
["2023-06-06T16:44:55.024","2023-06-06",20131,"ДТПL064-00.200/0,5",null,"Преобразователь термоэлектрический ДТПL064-00.200/0,5",1065,1278,"Под заказ","ДТПL","По запросу",1,0,1,9025900008,"Производимый",24]
["2023-06-06T16:44:55.024","2023-06-06",15461,"ДТПL064-00.200/1",null,"Преобразователь термоэлектрический ДТПL064-00.200/1",1215,1458,"Под заказ","ДТПL","По запросу",1,0,1,9025900008,"Производимый",24]
["2023-06-06T16:44:55.024","2023-06-06",8909,"ДТПL064-00.200/1,5",null,"Преобразователь термоэлектрический ДТПL064-00.200/1,5",1365,1638,"Под заказ","ДТПL","4",966,0,1,9025900008,"Производимый",24]
["2023-06-06T16:44:55.024","2023-06-06",74059,"ДТПL064-00.200/1,5К",null,"Преобразователь термоэлектрический ДТПL064-00.200/1,5К",1365,1638,"Под заказ","ДТПL","4",1,0,1,9025900008,"Производимый",24]
["2023-06-06T16:44:55.024","2023-06-06",8900,"ДТПL064-00.200/15",null,"Преобразователь термоэлектрический ДТПL064-00.200/15",5415,6498,"Под заказ","ДТПL","По запросу",1,0,1,9025900008,"Производимый",24]
["2023-06-06T16:44:55.024","2023-06-06",52872,"ДТПL064-00.200/2",null,"Преобразователь термоэлектрический ДТПL064-00.200/2",1515,1818,"Под заказ","ДТПL","По запросу",1,0,1,9025900008,"Производимый",24]
["2023-06-06T16:44:55.024","2023-06-06",48320,"ДТПL064-00.200/2К",null,"Преобразователь термоэлектрический ДТПL064-00.200/2К",1515,1818,"Под заказ","ДТПL","4",1,0,1,9025900008,"Производимый",24]
["2023-06-06T16:44:55.024","2023-06-06",50685,"ДТПL064-00.200/3",null,"Преобразователь термоэлектрический ДТПL064-00.200/3",1815,2178,"Под заказ","ДТПL","4",621,0,1,9025900008,"Производимый",24]
["2023-06-06T16:44:55.024","2023-06-06",43657,"ДТПL064-00.200/3К",null,"Преобразователь термоэлектрический ДТПL064-00.200/3К",1815,2178,"Под заказ","ДТПL","4",1,0,1,9025900008,"Производимый",24]
["2023-06-06T16:44:55.024","2023-06-06",72161,"ДТПL064-00.200/4К",null,"Преобразователь термоэлектрический ДТПL064-00.200/4К",2115,2538,"Под заказ","ДТПL","4",1,0,1,9025900008,"Производимый",24]
["2023-06-06T16:44:55.024","2023-06-06",30509,"ДТПL064-00.200/5",null,"Преобразователь термоэлектрический ДТПL064-00.200/5",2415,2898,"Под заказ","ДТПL","4",383,0,1,9025900008,"Производимый",24]
["2023-06-06T16:44:55.024","2023-06-06",76827,"ДТПL064-00.200/5К",null,"Преобразователь термоэлектрический ДТПL064-00.200/5К",2415,2898,"Под заказ","ДТПL","4",1,0,1,9025900008,"Производимый",24]
["2023-06-06T16:44:55.024","2023-06-06",67080,"ДТПL064-00.250/0,2",null,"Преобразователь термоэлектрический ДТПL064-00.250/0,2",1285,1542,"Под заказ","ДТПL","4",966,0,1,9025900008,"Производимый",24]
["2023-06-06T16:44:55.024","2023-06-06",18716,"ДТПL064-00.250/1",null,"Преобразователь термоэлектрический ДТПL064-00.250/1",1585,1902,"Под заказ","ДТПL","По запросу",1,0,1,9025900008,"Производимый",24]
["2023-06-06T16:44:55.024","2023-06-06",79084,"ДТПL064-00.250/1,5",null,"Преобразователь термоэлектрический ДТПL064-00.250/1,5",1735,2082,"Под заказ","ДТПL","4",966,0,1,9025900008,"Производимый",24]
["2023-06-06T16:44:55.024","2023-06-06",53279,"ДТПL064-00.250/1,5К",null,"Преобразователь термоэлектрический ДТПL064-00.250/1,5К",1735,2082,"Под заказ","ДТПL","4",1,0,1,9025900008,"Производимый",24]
["2023-06-06T16:44:55.024","2023-06-06",49802,"ДТПL064-00.250/1.G1/2",null,"Преобразователь термоэлектрический ДТПL064-00.250/1.G1/2",1778,2133.6,"Под заказ","ДТПL","4",1,0,1,9025900008,"Производимый",24]
["2023-06-06T16:44:55.024","2023-06-06",10023,"ДТПL064-00.250/10",null,"Преобразователь термоэлектрический ДТПL064-00.250/10",4285,5142,"Под заказ","ДТПL","4",195,0,1,9025900008,"Производимый",24]
["2023-06-06T16:44:55.024","2023-06-06",40784,"ДТПL064-00.250/15",null,"Преобразователь термоэлектрический ДТПL064-00.250/15",5785,6942,"Под заказ","ДТПL","4",131,0,1,9025900008,"Производимый",24]
["2023-06-06T16:44:55.024","2023-06-06",16084,"ДТПL064-00.250/2",null,"Преобразователь термоэлектрический ДТПL064-00.250/2",1885,2262,"Под заказ","ДТПL","4",881,0,1,9025900008,"Производимый",24]
["2023-06-06T16:44:55.024","2023-06-06",35352,"ДТПL064-00.250/2,5",null,"Преобразователь термоэлектрический ДТПL064-00.250/2,5",2035,2442,"Под заказ","ДТПL","По запросу",1,0,1,9025900008,"Производимый",24]
["2023-06-06T16:44:55.024","2023-06-06",69230,"ДТПL064-00.250/2К",null,"Преобразователь термоэлектрический ДТПL064-00.250/2К",1885,2262,"Под заказ","ДТПL","4",1,0,1,9025900008,"Производимый",24]
["2023-06-06T16:44:55.024","2023-06-06",37973,"ДТПL064-00.250/3К",null,"Преобразователь термоэлектрический ДТПL064-00.250/3К",2185,2622,"Под заказ","ДТПL","4",1,0,1,9025900008,"Производимый",24]
["2023-06-06T16:44:55.024","2023-06-06",43917,"ДТПL064-00.250/4",null,"Преобразователь термоэлектрический ДТПL064-00.250/4",2485,2982,"Под заказ","ДТПL","По запросу",1,0,1,9025900008,"Производимый",24]
["2023-06-06T16:44:55.024","2023-06-06",116854,"ДТПL064-00.250/4К",null,"Преобразователь термоэлектрический ДТПL064-00.250/4К",2485,2982,"Под заказ","ДТПL","4",1,0,1,9025900008,"Производимый",24]
["2023-06-06T16:44:55.024","2023-06-06",76828,"ДТПL064-00.250/5К",null,"Преобразователь термоэлектрический ДТПL064-00.250/5К",2785,3342,"Под заказ","ДТПL","4",1,0,1,9025900008,"Производимый",24]
["2023-06-06T16:44:55.024","2023-06-06",62135,"ДТПL064-00.320/0,2",null,"Преобразователь термоэлектрический ДТПL064-00.320/0,2",1540,1848,"Под заказ","ДТПL","По запросу",1,0,1,9025900008,"Производимый",24]
["2023-06-06T16:44:55.024","2023-06-06",90407,"ДТПL064-00.320/0,5",null,"Преобразователь термоэлектрический ДТПL064-00.320/0,5",1435,1722,"Под заказ","ДТПL","4",966,0,1,9025900008,"Производимый",24]
["2023-06-06T16:44:55.024","2023-06-06",55851,"ДТПL064-00.320/0,5К",null,"Преобразователь термоэлектрический ДТПL064-00.320/0,5К",1435,1722,"Под заказ","ДТПL","По запросу",1,0,1,9025900008,"Производимый",24]
["2023-06-06T16:44:55.024","2023-06-06",85125,"ДТПL064-00.320/1,5",null,"Преобразователь термоэлектрический ДТПL064-00.320/1,5",1735,2082,"Под заказ","ДТПL","4",966,0,1,9025900008,"Производимый",24]
["2023-06-06T16:44:55.024","2023-06-06",7359,"ДТПL064-00.320/10",null,"Преобразователь термоэлектрический ДТПL064-00.320/10",4285,5142,"Под заказ","ДТПL","По запросу",1,0,1,9025900008,"Производимый",24]
["2023-06-06T16:44:55.024","2023-06-06",20026,"ДТПL064-00.320/2",null,"Преобразователь термоэлектрический ДТПL064-00.320/2",1885,2262,"Под заказ","ДТПL","4",855,0,1,9025900008,"Производимый",24]
["2023-06-06T16:44:55.024","2023-06-06",36747,"ДТПL064-00.320/2,5К",null,"Преобразователь термоэлектрический ДТПL064-00.320/2,5К",2035,2442,"Под заказ","ДТПL","По запросу",1,0,1,9025900008,"Производимый",24]
["2023-06-06T16:44:55.024","2023-06-06",21332,"ДТПL064-00.320/20",null,"Преобразователь термоэлектрический ДТПL064-00.320/20",7285,8742,"Под заказ","ДТПL","По запросу",1,0,1,9025900008,"Производимый",24]
["2023-06-06T16:44:55.024","2023-06-06",57618,"ДТПL064-00.320/2К",null,"Преобразователь термоэлектрический ДТПL064-00.320/2К",1885,2262,"Под заказ","ДТПL","4",1,0,1,9025900008,"Производимый",24]
["2023-06-06T16:44:55.024","2023-06-06",77422,"ДТПL064-00.320/3К",null,"Преобразователь термоэлектрический ДТПL064-00.320/3К",2185,2622,"Под заказ","ДТПL","4",1,0,1,9025900008,"Производимый",24]
["2023-06-06T16:44:55.024","2023-06-06",50278,"ДТПL064-00.320/5",null,"Преобразователь термоэлектрический ДТПL064-00.320/5",2785,3342,"Под заказ","ДТПL","По запросу",1,0,1,9025900008,"Производимый",24]
["2023-06-06T16:44:55.024","2023-06-06",17486,"ДТПL064-00.320/5К",null,"Преобразователь термоэлектрический ДТПL064-00.320/5К",2785,3342,"Под заказ","ДТПL","По запросу",1,0,1,9025900008,"Производимый",24]
["2023-06-06T16:44:55.024","2023-06-06",20169,"ДТПL064-00.320/6",null,"Преобразователь термоэлектрический ДТПL064-00.320/6",3085,3702,"Под заказ","ДТПL","По запросу",1,0,1,9025900008,"Производимый",24]
["2023-06-06T16:44:55.024","2023-06-06",53198,"ДТПL064-00.320/8",null,"Преобразователь термоэлектрический ДТПL064-00.320/8",3685,4422,"Под заказ","ДТПL","По запросу",1,0,1,9025900008,"Производимый",24]
["2023-06-06T16:44:55.024","2023-06-06",57397,"ДТПL064-00.360/3",null,"Преобразователь термоэлектрический ДТПL064-00.360/3",2185,2622,"Под заказ","ДТПL","По запросу",1,0,1,9025900008,"Производимый",24]
["2023-06-06T16:44:55.024","2023-06-06",8663,"ДТПL064-00.400/0,2",null,"Преобразователь термоэлектрический ДТПL064-00.400/0,2",1285,1542,"Под заказ","ДТПL","4",966,0,1,9025900008,"Производимый",24]
["2023-06-06T16:44:55.024","2023-06-06",90258,"ДТПL064-00.400/0,4",null,"Преобразователь термоэлектрический ДТПL064-00.400/0,4",1405,1686,"Под заказ","ДТПL","4",966,0,1,9025900008,"Производимый",24]
["2023-06-06T16:44:55.024","2023-06-06",40534,"ДТПL064-00.400/1",null,"Преобразователь термоэлектрический ДТПL064-00.400/1",1585,1902,"Под заказ","ДТПL","По запросу",1,0,1,9025900008,"Производимый",24]
["2023-06-06T16:44:55.024","2023-06-06",85126,"ДТПL064-00.400/1,5",null,"Преобразователь термоэлектрический ДТПL064-00.400/1,5",1735,2082,"Под заказ","ДТПL","4",966,0,1,9025900008,"Производимый",24]
["2023-06-06T16:44:55.024","2023-06-06",39787,"ДТПL064-00.400/2",null,"Преобразователь термоэлектрический ДТПL064-00.400/2",1885,2262,"Под заказ","ДТПL","4",826,0,1,9025900008,"Производимый",24]
["2023-06-06T16:44:55.024","2023-06-06",97711,"ДТПL064-00.400/2К",null,"Преобразователь термоэлектрический ДТПL064-00.400/2К",1885,2262,"Под заказ","ДТПL","4",1,0,1,9025900008,"Производимый",24]
["2023-06-06T16:44:55.024","2023-06-06",51971,"ДТПL064-00.400/4",null,"Преобразователь термоэлектрический ДТПL064-00.400/4",2485,2982,"Под заказ","ДТПL","По запросу",1,0,1,9025900008,"Производимый",24]
["2023-06-06T16:44:55.024","2023-06-06",110475,"ДТПL064-00.400/5",null,"Преобразователь термоэлектрический ДТПL064-00.400/5",2785,3342,"Под заказ","ДТПL","4",369,0,1,9025900008,"Производимый",24]
["2023-06-06T16:44:55.024","2023-06-06",90989,"ДТПL064-00.500/0,5",null,"Преобразователь термоэлектрический ДТПL064-00.500/0,5",1435,1722,"Под заказ","ДТПL","4",966,0,1,9025900008,"Производимый",24]
["2023-06-06T16:44:55.024","2023-06-06",76804,"ДТПL064-00.500/1,5",null,"Преобразователь термоэлектрический ДТПL064-00.500/1,5",1735,2082,"Под заказ","ДТПL","4",966,0,1,9025900008,"Производимый",24]
["2023-06-06T16:44:55.024","2023-06-06",49189,"ДТПL064-00.500/10",null,"Преобразователь термоэлектрический ДТПL064-00.500/10",4285,5142,"Под заказ","ДТПL","По запросу",1,0,1,9025900008,"Производимый",24]
["2023-06-06T16:44:55.024","2023-06-06",8913,"ДТПL064-00.500/15",null,"Преобразователь термоэлектрический ДТПL064-00.500/15",5785,6942,"Под заказ","ДТПL","По запросу",1,0,1,9025900008,"Производимый",24]
["2023-06-06T16:44:55.024","2023-06-06",16698,"ДТПL064-00.500/16",null,"Преобразователь термоэлектрический ДТПL064-00.500/16",6085,7302,"Под заказ","ДТПL","По запросу",1,0,1,9025900008,"Производимый",24]
["2023-06-06T16:44:55.024","2023-06-06",35490,"ДТПL064-00.500/20",null,"Преобразователь термоэлектрический ДТПL064-00.500/20",7285,8742,"Под заказ","ДТПL","По запросу",1,0,1,9025900008,"Производимый",24]
["2023-06-06T16:44:55.024","2023-06-06",35489,"ДТПL064-00.500/20К",null,"Преобразователь термоэлектрический ДТПL064-00.500/20К",7285,8742,"Под заказ","ДТПL","По запросу",1,0,1,9025900008,"Производимый",24]
["2023-06-06T16:44:55.024","2023-06-06",17565,"ДТПL064-00.500/3",null,"Преобразователь термоэлектрический ДТПL064-00.500/3",2185,2622,"Под заказ","ДТПL","По запросу",1,0,1,9025900008,"Производимый",24]
["2023-06-06T16:44:55.024","2023-06-06",21949,"ДТПL064-00.500/5",null,"Преобразователь термоэлектрический ДТПL064-00.500/5",2785,3342,"Под заказ","ДТПL","4",362,0,1,9025900008,"Производимый",24]
["2023-06-06T16:44:55.024","2023-06-06",7360,"ДТПL064-00.60/0,2",null,"Преобразователь термоэлектрический ДТПL064-00.60/0,2",915,1098,"Под заказ","ДТПL","4",966,0,1,9025900008,"Производимый",24]
["2023-06-06T16:44:55.024","2023-06-06",44282,"ДТПL064-00.60/0,2.G1/2",null,"Преобразователь термоэлектрический ДТПL064-00.60/0,2.G1/2",1053,1263.5999999999999,"Под заказ","ДТПL","По запросу",1,0,1,9025900008,"Производимый",24]
["2023-06-06T16:44:55.024","2023-06-06",31860,"ДТПL064-00.60/0,3",null,"Преобразователь термоэлектрический ДТПL064-00.60/0,3",1005,1206,"Под заказ","ДТПL","По запросу",1,0,1,9025900008,"Производимый",24]
["2023-06-06T16:44:55.024","2023-06-06",7688,"ДТПL064-00.60/0,5",null,"Преобразователь термоэлектрический ДТПL064-00.60/0,5",1065,1278,"Под заказ","ДТПL","4",966,0,1,9025900008,"Производимый",24]
["2023-06-06T16:44:55.024","2023-06-06",7204,"ДТПL064-00.60/1",null,"Преобразователь термоэлектрический ДТПL064-00.60/1",1215,1458,"Под заказ","ДТПL","4",966,0,1,9025900008,"Производимый",24]
["2023-06-06T16:44:55.024","2023-06-06",10698,"ДТПL064-00.60/1,5",null,"Преобразователь термоэлектрический ДТПL064-00.60/1,5",1365,1638,"Под заказ","ДТПL","4",966,0,1,9025900008,"Производимый",24]
["2023-06-06T16:44:55.024","2023-06-06",9148,"ДТПL064-00.60/1,5К",null,"Преобразователь термоэлектрический ДТПL064-00.60/1,5К",1365,1638,"Стандартный","ДТПL","4",1,0,1,9025900008,"Производимый",24]
["2023-06-06T16:44:55.024","2023-06-06",61770,"ДТПL064-00.60/1,8",null,"Преобразователь термоэлектрический ДТПL064-00.60/1,8",1455,1746,"Под заказ","ДТПL","По запросу",1,0,1,9025900008,"Производимый",24]
["2023-06-06T16:44:55.024","2023-06-06",107789,"ДТПL064-00.60/1.G1/2",null,"Преобразователь термоэлектрический ДТПL064-00.60/1.G1/2",1353,1623.6,"Под заказ","ДТПL","4",966,0,1,9025900008,"Производимый",24]
["2023-06-06T16:44:55.024","2023-06-06",9426,"ДТПL064-00.60/10",null,"Преобразователь термоэлектрический ДТПL064-00.60/10",3915,4698,"Под заказ","ДТПL","4",198,0,1,9025900008,"Производимый",24]
["2023-06-06T16:44:55.024","2023-06-06",17874,"ДТПL064-00.60/10К",null,"Преобразователь термоэлектрический ДТПL064-00.60/10К",3915,4698,"Под заказ","ДТПL","По запросу",1,0,1,9025900008,"Производимый",24]
["2023-06-06T16:44:55.024","2023-06-06",20599,"ДТПL064-00.60/11",null,"Преобразователь термоэлектрический ДТПL064-00.60/11",4215,5058,"Под заказ","ДТПL","По запросу",1,0,1,9025900008,"Производимый",24]
["2023-06-06T16:44:55.024","2023-06-06",20598,"ДТПL064-00.60/12",null,"Преобразователь термоэлектрический ДТПL064-00.60/12",4515,5418,"Под заказ","ДТПL","По запросу",1,0,1,9025900008,"Производимый",24]
["2023-06-06T16:44:55.024","2023-06-06",10128,"ДТПL064-00.60/15",null,"Преобразователь термоэлектрический ДТПL064-00.60/15",5415,6498,"Под заказ","ДТПL","4",133,0,1,9025900008,"Производимый",24]
["2023-06-06T16:44:55.024","2023-06-06",20597,"ДТПL064-00.60/16",null,"Преобразователь термоэлектрический ДТПL064-00.60/16",5715,6858,"Под заказ","ДТПL","По запросу",1,0,1,9025900008,"Производимый",24]
["2023-06-06T16:44:55.024","2023-06-06",7669,"ДТПL064-00.60/2",null,"Преобразователь термоэлектрический ДТПL064-00.60/2",1515,1818,"Под заказ","ДТПL","4",962,0,1,9025900008,"Производимый",24]
["2023-06-06T16:44:55.024","2023-06-06",10498,"ДТПL064-00.60/2,5",null,"Преобразователь термоэлектрический ДТПL064-00.60/2,5",1665,1998,"Под заказ","ДТПL","По запросу",1,0,1,9025900008,"Производимый",24]
["2023-06-06T16:44:55.024","2023-06-06",60497,"ДТПL064-00.60/2,5.М18Х1,5",null,"Преобразователь термоэлектрический ДТПL064-00.60/2,5.М18Х1,5",1803,2163.6,"Под заказ","ДТПL","По запросу",1,0,1,9025900008,"Производимый",24]
["2023-06-06T16:44:55.024","2023-06-06",36452,"ДТПL064-00.60/2,5К",null,"Преобразователь термоэлектрический ДТПL064-00.60/2,5К",1665,1998,"Под заказ","ДТПL","4",1,0,1,9025900008,"Производимый",24]
["2023-06-06T16:44:55.024","2023-06-06",35942,"ДТПL064-00.60/20",null,"Преобразователь термоэлектрический ДТПL064-00.60/20",6915,8298,"Под заказ","ДТПL","По запросу",1,0,1,9025900008,"Производимый",24]
["2023-06-06T16:44:55.024","2023-06-06",19308,"ДТПL064-00.60/20К",null,"Преобразователь термоэлектрический ДТПL064-00.60/20К",6915,8298,"Под заказ","ДТПL","4",1,0,1,9025900008,"Производимый",24]
["2023-06-06T16:44:55.024","2023-06-06",35507,"ДТПL064-00.60/2К",null,"Преобразователь термоэлектрический ДТПL064-00.60/2К",1515,1818,"Под заказ","ДТПL","4",1,0,1,9025900008,"Производимый",24]
["2023-06-06T16:44:55.024","2023-06-06",35508,"ДТПL064-00.60/2К.G1/2",null,"Преобразователь термоэлектрический ДТПL064-00.60/2К.G1/2",1653,1983.6,"Под заказ","ДТПL","По запросу",1,0,1,9025900008,"Производимый",24]
["2023-06-06T16:44:55.024","2023-06-06",7303,"ДТПL064-00.60/3",null,"Преобразователь термоэлектрический ДТПL064-00.60/3",1815,2178,"Под заказ","ДТПL","4",649,0,1,9025900008,"Производимый",24]
["2023-06-06T16:44:55.024","2023-06-06",39590,"ДТПL064-00.60/35",null,"Преобразователь термоэлектрический ДТПL064-00.60/35",11415,13698,"Под заказ","ДТПL","По запросу",1,0,1,9025900008,"Производимый",24]
["2023-06-06T16:44:55.024","2023-06-06",30169,"ДТПL064-00.60/3К",null,"Преобразователь термоэлектрический ДТПL064-00.60/3К",1815,2178,"Под заказ","ДТПL","4",1,0,1,9025900008,"Производимый",24]
["2023-06-06T16:44:55.024","2023-06-06",19491,"ДТПL064-00.60/4",null,"Преобразователь термоэлектрический ДТПL064-00.60/4",2115,2538,"Под заказ","ДТПL","4",490,0,1,9025900008,"Производимый",24]
["2023-06-06T16:44:55.024","2023-06-06",40686,"ДТПL064-00.60/40",null,"Преобразователь термоэлектрический ДТПL064-00.60/40",12915,15498,"Под заказ","ДТПL","По запросу",1,0,1,9025900008,"Производимый",24]
["2023-06-06T16:44:55.024","2023-06-06",73569,"ДТПL064-00.60/4К",null,"Преобразователь термоэлектрический ДТПL064-00.60/4К",2115,2538,"Под заказ","ДТПL","4",1,0,1,9025900008,"Производимый",24]
["2023-06-06T16:44:55.024","2023-06-06",58646,"ДТПL064-00.60/5",null,"Преобразователь термоэлектрический ДТПL064-00.60/5",2415,2898,"Под заказ","ДТПL","4",394,0,1,9025900008,"Производимый",24]
["2023-06-06T16:44:55.024","2023-06-06",35667,"ДТПL064-00.60/5К",null,"Преобразователь термоэлектрический ДТПL064-00.60/5К",2415,2898,"Под заказ","ДТПL","4",1,0,1,9025900008,"Производимый",24]
["2023-06-06T16:44:55.024","2023-06-06",118945,"ДТПL064-00.60/6",null,"Преобразователь термоэлектрический ДТПL064-00.60/6",2715,3258,"Под заказ","ДТПL","По запросу",1,0,1,9025900008,"Производимый",24]
["2023-06-06T16:44:55.024","2023-06-06",38556,"ДТПL064-00.60/6К",null,"Преобразователь термоэлектрический ДТПL064-00.60/6К",2715,3258,"Под заказ","ДТПL","По запросу",1,0,1,9025900008,"Производимый",24]
["2023-06-06T16:44:55.024","2023-06-06",59975,"ДТПL064-00.630/1,5К",null,"Преобразователь термоэлектрический ДТПL064-00.630/1,5К",2240,2688,"Под заказ","ДТПL","По запросу",1,0,1,9025900008,"Производимый",24]
["2023-06-06T16:44:55.024","2023-06-06",112962,"ДТПL064-00.630/3,5",null,"Преобразователь термоэлектрический ДТПL064-00.630/3,5",2840,3408,"Под заказ","ДТПL","4",482,0,1,9025900008,"Производимый",24]
["2023-06-06T16:44:55.024","2023-06-06",124959,"ДТПL064-00.630/5",null,"Преобразователь термоэлектрический ДТПL064-00.630/5",3290,3948,"Под заказ","ДТПL","4",354,0,1,9025900008,"Производимый",24]
["2023-06-06T16:44:55.024","2023-06-06",8633,"ДТПL064-00.80/0,2",null,"Преобразователь термоэлектрический ДТПL064-00.80/0,2",915,1098,"Под заказ","ДТПL","4",966,0,1,9025900008,"Производимый",24]
["2023-06-06T16:44:55.024","2023-06-06",9765,"ДТПL064-00.80/0,5",null,"Преобразователь термоэлектрический ДТПL064-00.80/0,5",1065,1278,"Под заказ","ДТПL","По запросу",1,0,1,9025900008,"Производимый",24]
["2023-06-06T16:44:55.024","2023-06-06",31843,"ДТПL064-00.80/1",null,"Преобразователь термоэлектрический ДТПL064-00.80/1",1215,1458,"Под заказ","ДТПL","4",966,0,1,9025900008,"Производимый",24]
["2023-06-06T16:44:55.024","2023-06-06",15883,"ДТПL064-00.80/1,5",null,"Преобразователь термоэлектрический ДТПL064-00.80/1,5",1365,1638,"Под заказ","ДТПL","4",966,0,1,9025900008,"Производимый",24]
["2023-06-06T16:44:55.024","2023-06-06",45609,"ДТПL064-00.80/1,5К",null,"Преобразователь термоэлектрический ДТПL064-00.80/1,5К",1365,1638,"Под заказ","ДТПL","4",1,0,1,9025900008,"Производимый",24]
["2023-06-06T16:44:55.024","2023-06-06",7361,"ДТПL064-00.80/10",null,"Преобразователь термоэлектрический ДТПL064-00.80/10",3915,4698,"Под заказ","ДТПL","4",198,0,1,9025900008,"Производимый",24]
["2023-06-06T16:44:55.024","2023-06-06",21652,"ДТПL064-00.80/15",null,"Преобразователь термоэлектрический ДТПL064-00.80/15",5415,6498,"Под заказ","ДТПL","По запросу",1,0,1,9025900008,"Производимый",24]
["2023-06-06T16:44:55.024","2023-06-06",37822,"ДТПL064-00.80/1К",null,"Преобразователь термоэлектрический ДТПL064-00.80/1К",1215,1458,"Под заказ","ДТПL","По запросу",1,0,1,9025900008,"Производимый",24]
["2023-06-06T16:44:55.024","2023-06-06",20279,"ДТПL064-00.80/2",null,"Преобразователь термоэлектрический ДТПL064-00.80/2",1515,1818,"Под заказ","ДТПL","4",952,0,1,9025900008,"Производимый",24]
["2023-06-06T16:44:55.024","2023-06-06",60496,"ДТПL064-00.80/2,5.М18Х1,5",null,"Преобразователь термоэлектрический ДТПL064-00.80/2,5.М18Х1,5",1803,2163.6,"Под заказ","ДТПL","По запросу",1,0,1,9025900008,"Производимый",24]
["2023-06-06T16:44:55.024","2023-06-06",44303,"ДТПL064-00.80/20",null,"Преобразователь термоэлектрический ДТПL064-00.80/20",6915,8298,"Под заказ","ДТПL","4",100,0,1,9025900008,"Производимый",24]
["2023-06-06T16:44:55.024","2023-06-06",57619,"ДТПL064-00.80/2К",null,"Преобразователь термоэлектрический ДТПL064-00.80/2К",1515,1818,"Под заказ","ДТПL","4",1,0,1,9025900008,"Производимый",24]
["2023-06-06T16:44:55.024","2023-06-06",7304,"ДТПL064-00.80/3",null,"Преобразователь термоэлектрический ДТПL064-00.80/3",1815,2178,"Под заказ","ДТПL","4",645,0,1,9025900008,"Производимый",24]
["2023-06-06T16:44:55.024","2023-06-06",39973,"ДТПL064-00.80/3К",null,"Преобразователь термоэлектрический ДТПL064-00.80/3К",1815,2178,"Под заказ","ДТПL","4",1,0,1,9025900008,"Производимый",24]
["2023-06-06T16:44:55.024","2023-06-06",61246,"ДТПL064-00.80/3К.G1/2",null,"Преобразователь термоэлектрический ДТПL064-00.80/3К.G1/2",1953,2343.6,"Под заказ","ДТПL","По запросу",1,0,1,9025900008,"Производимый",24]
["2023-06-06T16:44:55.024","2023-06-06",15490,"ДТПL064-00.80/4",null,"Преобразователь термоэлектрический ДТПL064-00.80/4",2115,2538,"Под заказ","ДТПL","По запросу",1,0,1,9025900008,"Производимый",24]
["2023-06-06T16:44:55.024","2023-06-06",20253,"ДТПL064-00.80/5",null,"Преобразователь термоэлектрический ДТПL064-00.80/5",2415,2898,"Под заказ","ДТПL","По запросу",1,0,1,9025900008,"Производимый",24]
["2023-06-06T16:44:55.024","2023-06-06",119232,"ДТПL064-00.80/5К",null,"Преобразователь термоэлектрический ДТПL064-00.80/5К",2415,2898,"Под заказ","ДТПL","4",1,0,1,9025900008,"Производимый",24]
["2023-06-06T16:44:55.024","2023-06-06",8844,"ДТПL064-00.80/5К.М18Х1,5",null,"Преобразователь термоэлектрический ДТПL064-00.80/5К.М18Х1,5",2553,3063.6,"Под заказ","ДТПL","По запросу",1,0,1,9025900008,"Производимый",24]
["2023-06-06T16:44:55.024","2023-06-06",21762,"ДТПL064-00.80/6",null,"Преобразователь термоэлектрический ДТПL064-00.80/6",2715,3258,"Под заказ","ДТПL","По запросу",1,0,1,9025900008,"Производимый",24]
["2023-06-06T16:44:55.024","2023-06-06",76840,"ДТПL064-00.800/1,5",null,"Преобразователь термоэлектрический ДТПL064-00.800/1,5",2240,2688,"Под заказ","ДТПL","4",862,0,1,9025900008,"Производимый",24]
["2023-06-06T16:44:55.024","2023-06-06",89401,"ДТПL064-00.800/2",null,"Преобразователь термоэлектрический ДТПL064-00.800/2",2390,2868,"Под заказ","ДТПL","4",709,0,1,9025900008,"Производимый",24]
["2023-06-06T16:44:55.024","2023-06-06",76519,"ДТПL064-01.100/2",null,"Преобразователь термоэлектрический ДТПL064-01.100/2",1615,1938,"Под заказ","ДТПL","4",265,0,1,9025900008,"Производимый",24]
["2023-06-06T16:44:55.024","2023-06-06",7850,"ДТПL064-01.120/0,2",null,"Преобразователь термоэлектрический ДТПL064-01.120/0,2",915,1098,"Под заказ","ДТПL","По запросу",1,0,1,9025900008,"Производимый",24]
["2023-06-06T16:44:55.024","2023-06-06",8298,"ДТПL064-01.120/1",null,"Преобразователь термоэлектрический ДТПL064-01.120/1",1265,1518,"Под заказ","ДТПL","По запросу",1,0,1,9025900008,"Производимый",24]
["2023-06-06T16:44:55.024","2023-06-06",68665,"ДТПL064-01.120/2",null,"Преобразователь термоэлектрический ДТПL064-01.120/2",1615,1938,"Под заказ","ДТПL","По запросу",1,0,1,9025900008,"Производимый",24]
["2023-06-06T16:44:55.024","2023-06-06",7362,"ДТПL064-01.120/5",null,"Преобразователь термоэлектрический ДТПL064-01.120/5",2665,3198,"Под заказ","ДТПL","По запросу",1,0,1,9025900008,"Производимый",24]
["2023-06-06T16:44:55.024","2023-06-06",18622,"ДТПL064-01.160/0,2",null,"Преобразователь термоэлектрический ДТПL064-01.160/0,2",915,1098,"Под заказ","ДТПL","По запросу",1,0,1,9025900008,"Производимый",24]
["2023-06-06T16:44:55.024","2023-06-06",20585,"ДТПL064-01.160/1",null,"Преобразователь термоэлектрический ДТПL064-01.160/1",1265,1518,"Под заказ","ДТПL","По запросу",1,0,1,9025900008,"Производимый",24]
["2023-06-06T16:44:55.024","2023-06-06",82411,"ДТПL064-01.160/10",null,"Преобразователь термоэлектрический ДТПL064-01.160/10",4415,5298,"Под заказ","ДТПL","По запросу",1,0,1,9025900008,"Производимый",24]
["2023-06-06T16:44:55.024","2023-06-06",16152,"ДТПL064-01.160/12",null,"Преобразователь термоэлектрический ДТПL064-01.160/12",5115,6138,"Под заказ","ДТПL","По запросу",1,0,1,9025900008,"Производимый",24]
["2023-06-06T16:44:55.024","2023-06-06",46116,"ДТПL064-01.160/3",null,"Преобразователь термоэлектрический ДТПL064-01.160/3",1965,2358,"Под заказ","ДТПL","По запросу",1,0,1,9025900008,"Производимый",24]
["2023-06-06T16:44:55.024","2023-06-06",40993,"ДТПL064-01.160/4",null,"Преобразователь термоэлектрический ДТПL064-01.160/4",2315,2778,"Под заказ","ДТПL","По запросу",1,0,1,9025900008,"Производимый",24]
["2023-06-06T16:44:55.024","2023-06-06",50825,"ДТПL064-01.160/8",null,"Преобразователь термоэлектрический ДТПL064-01.160/8",3715,4458,"Под заказ","ДТПL","По запросу",1,0,1,9025900008,"Производимый",24]
["2023-06-06T16:44:55.024","2023-06-06",119220,"ДТПL064-01.200/0,2",null,"Преобразователь термоэлектрический ДТПL064-01.200/0,2",915,1098,"Под заказ","ДТПL","По запросу",1,0,1,9025900008,"Производимый",24]
["2023-06-06T16:44:55.024","2023-06-06",55872,"ДТПL064-01.200/8",null,"Преобразователь термоэлектрический ДТПL064-01.200/8",3715,4458,"Под заказ","ДТПL","По запросу",1,0,1,9025900008,"Производимый",24]
["2023-06-06T16:44:55.024","2023-06-06",128681,"ДТПL064-01.250/10",null,"Преобразователь термоэлектрический ДТПL064-01.250/10",4785,5742,"Под заказ","ДТПL","4",55,0,1,9025900008,"Производимый",24]
["2023-06-06T16:44:55.024","2023-06-06",15486,"ДТПL064-01.250/2",null,"Преобразователь термоэлектрический ДТПL064-01.250/2",1985,2382,"Под заказ","ДТПL","По запросу",1,0,1,9025900008,"Производимый",24]
["2023-06-06T16:44:55.024","2023-06-06",49988,"ДТПL064-01.250/4",null,"Преобразователь термоэлектрический ДТПL064-01.250/4",2685,3222,"Под заказ","ДТПL","По запросу",1,0,1,9025900008,"Производимый",24]
["2023-06-06T16:44:55.024","2023-06-06",8484,"ДТПL064-01.250/5",null,"Преобразователь термоэлектрический ДТПL064-01.250/5",3035,3642,"Под заказ","ДТПL","По запросу",1,0,1,9025900008,"Производимый",24]
["2023-06-06T16:44:55.024","2023-06-06",16626,"ДТПL064-01.320/1",null,"Преобразователь термоэлектрический ДТПL064-01.320/1",1635,1962,"Под заказ","ДТПL","По запросу",1,0,1,9025900008,"Производимый",24]
["2023-06-06T16:44:55.024","2023-06-06",8485,"ДТПL064-01.320/5",null,"Преобразователь термоэлектрический ДТПL064-01.320/5",3035,3642,"Под заказ","ДТПL","По запросу",1,0,1,9025900008,"Производимый",24]
["2023-06-06T16:44:55.024","2023-06-06",19560,"ДТПL064-01.400/20",null,"Преобразователь термоэлектрический ДТПL064-01.400/20",8285,9942,"Под заказ","ДТПL","По запросу",1,0,1,9025900008,"Производимый",24]
["2023-06-06T16:44:55.024","2023-06-06",110906,"ДТПL064-01.400/5",null,"Преобразователь термоэлектрический ДТПL064-01.400/5",3035,3642,"Под заказ","ДТПL","4",104,0,1,9025900008,"Производимый",24]
["2023-06-06T16:44:55.024","2023-06-06",7557,"ДТПL064-01.500/10",null,"Преобразователь термоэлектрический ДТПL064-01.500/10",4785,5742,"Под заказ","ДТПL","По запросу",1,0,1,9025900008,"Производимый",24]
["2023-06-06T16:44:55.024","2023-06-06",8349,"ДТПL064-01.500/2,5",null,"Преобразователь термоэлектрический ДТПL064-01.500/2,5",2160,2592,"Под заказ","ДТПL","По запросу",1,0,1,9025900008,"Производимый",24]
["2023-06-06T16:44:55.024","2023-06-06",70330,"ДТПL064-01.60/0,2",null,"Преобразователь термоэлектрический ДТПL064-01.60/0,2",915,1098,"Под заказ","ДТПL","По запросу",1,0,1,9025900008,"Производимый",24]
["2023-06-06T16:44:55.024","2023-06-06",45435,"ДТПL064-01.60/10",null,"Преобразователь термоэлектрический ДТПL064-01.60/10",4415,5298,"Под заказ","ДТПL","4",56,0,1,9025900008,"Производимый",24]
["2023-06-06T16:44:55.024","2023-06-06",44422,"ДТПL064-01.60/5",null,"Преобразователь термоэлектрический ДТПL064-01.60/5",2665,3198,"Под заказ","ДТПL","По запросу",1,0,1,9025900008,"Производимый",24]
["2023-06-06T16:44:55.024","2023-06-06",11334,"ДТПL064-01.80/0,2",null,"Преобразователь термоэлектрический ДТПL064-01.80/0,2",915,1098,"Под заказ","ДТПL","4",833,0,1,9025900008,"Производимый",24]
["2023-06-06T16:44:55.024","2023-06-06",45130,"ДТПL064-01.80/2",null,"Преобразователь термоэлектрический ДТПL064-01.80/2",1615,1938,"Под заказ","ДТПL","4",268,0,1,9025900008,"Производимый",24]
["2023-06-06T16:44:55.024","2023-06-06",9313,"ДТПL064-10.100/1",null,"Преобразователь термоэлектрический ДТПL064-10.100/1",1215,1458,"Под заказ","ДТПL","По запросу",1,0,1,9025900008,"Производимый",24]
["2023-06-06T16:44:55.024","2023-06-06",46143,"ДТПL064-10.100/2",null,"Преобразователь термоэлектрический ДТПL064-10.100/2",1515,1818,"Под заказ","ДТПL","По запросу",1,0,1,9025900008,"Производимый",24]
["2023-06-06T16:44:55.024","2023-06-06",20647,"ДТПL064-10.120/0,6",null,"Преобразователь термоэлектрический ДТПL064-10.120/0,6",1095,1314,"Под заказ","ДТПL","По запросу",1,0,1,9025900008,"Производимый",24]
["2023-06-06T16:44:55.024","2023-06-06",96084,"ДТПL064-10.120/2",null,"Преобразователь термоэлектрический ДТПL064-10.120/2",1515,1818,"Под заказ","ДТПL","4",935,0,1,9025900008,"Производимый",24]
["2023-06-06T16:44:55.024","2023-06-06",36540,"ДТПL064-10.250/2",null,"Преобразователь термоэлектрический ДТПL064-10.250/2",1885,2262,"Под заказ","ДТПL","По запросу",1,0,1,9025900008,"Производимый",24]
["2023-06-06T16:44:55.024","2023-06-06",21951,"ДТПL064-10.500/5",null,"Преобразователь термоэлектрический ДТПL064-10.500/5",2785,3342,"Под заказ","ДТПL","По запросу",1,0,1,9025900008,"Производимый",24]
["2023-06-06T16:44:55.024","2023-06-06",31643,"ДТПL064-10.60/1",null,"Преобразователь термоэлектрический ДТПL064-10.60/1",1215,1458,"Под заказ","ДТПL","По запросу",1,0,1,9025900008,"Производимый",24]
["2023-06-06T16:44:55.024","2023-06-06",56565,"ДТПL064-10.60/1,6",null,"Преобразователь термоэлектрический ДТПL064-10.60/1,6",1395,1674,"Под заказ","ДТПL","4",1,0,1,9025900008,"Производимый",24]
["2023-06-06T16:44:55.024","2023-06-06",65543,"ДТПL064-10.60/16",null,"Преобразователь термоэлектрический ДТПL064-10.60/16",5715,6858,"Под заказ","ДТПL","По запросу",1,0,1,9025900008,"Производимый",24]
["2023-06-06T16:44:55.024","2023-06-06",21950,"ДТПL064-10.60/2",null,"Преобразователь термоэлектрический ДТПL064-10.60/2",1515,1818,"Под заказ","ДТПL","По запросу",1,0,1,9025900008,"Производимый",24]
["2023-06-06T16:44:55.024","2023-06-06",53242,"ДТПL064-10.60/3К",null,"Преобразователь термоэлектрический ДТПL064-10.60/3К",1815,2178,"Под заказ","ДТПL","4",1,0,1,9025900008,"Производимый",24]
["2023-06-06T16:44:55.024","2023-06-06",108321,"ДТПL064-10.60/4",null,"Преобразователь термоэлектрический ДТПL064-10.60/4",2115,2538,"Под заказ","ДТПL","4",490,0,1,9025900008,"Производимый",24]
["2023-06-06T16:44:55.024","2023-06-06",42728,"ДТПL064-10.80/1,2",null,"Преобразователь термоэлектрический ДТПL064-10.80/1,2",1275,1530,"Под заказ","ДТПL","4",1000,0,1,9025900008,"Производимый",24]
["2023-06-06T16:44:55.024","2023-06-06",108320,"ДТПL064-10.80/6",null,"Преобразователь термоэлектрический ДТПL064-10.80/6",2715,3258,"Под заказ","ДТПL","4",328,0,1,9025900008,"Производимый",24]
["2023-06-06T16:44:55.024","2023-06-06",132080,"ДТПL064-11.250/10",null,"Преобразователь термоэлектрический ДТПL064-11.250/10",4785,5742,"Под заказ","ДТПL","4",55,0,1,9025900008,"Производимый",24]
["2023-06-06T16:44:55.024","2023-06-06",48467,"ДТПL064-11.500/5",null,"Преобразователь термоэлектрический ДТПL064-11.500/5",3035,3642,"Под заказ","ДТПL","По запросу",1,0,1,9025900008,"Производимый",24]
["2023-06-06T16:44:55.024","2023-06-06",39743,"ДТПL064-11.80/5",null,"Преобразователь термоэлектрический ДТПL064-11.80/5",2665,3198,"Под заказ","ДТПL","По запросу",1,0,1,9025900008,"Производимый",24]
["2023-06-06T16:44:55.024","2023-06-06",134616,"ДТПL065-0010.160",null,"Преобразователь термоэлектрический ДТПL065-0010.160",2465,2958,"Под заказ","ДТПL","4",702,0,1,9025900008,"Производимый",24]
["2023-06-06T16:44:55.024","2023-06-06",9521,"ДТПL065-0100.100",null,"Преобразователь термоэлектрический ДТПL065-0100.100",1315,1578,"Под заказ","ДТПL","4",833,0,1,9025900008,"Производимый",24]
["2023-06-06T16:44:55.024","2023-06-06",19857,"ДТПL065-0100.1000",null,"Преобразователь термоэлектрический ДТПL065-0100.1000",2240,2688,"Под заказ","ДТПL","4",280,0,1,9025900008,"Производимый",24]
["2023-06-06T16:44:55.024","2023-06-06",65502,"ДТПL065-0100.1000.М18Х1,5",null,"Преобразователь термоэлектрический ДТПL065-0100.1000.М18Х1,5",2576,3091.2,"Под заказ","ДТПL","По запросу",1,0,1,9025900008,"Производимый",24]
["2023-06-06T16:44:55.024","2023-06-06",7945,"ДТПL065-0100.120",null,"Преобразователь термоэлектрический ДТПL065-0100.120",1315,1578,"Под заказ","ДТПL","4",280,0,1,9025900008,"Производимый",24]
["2023-06-06T16:44:55.024","2023-06-06",19440,"ДТПL065-0100.1250",null,"Преобразователь термоэлектрический ДТПL065-0100.1250",2240,2688,"Под заказ","ДТПL","4",280,0,1,9025900008,"Производимый",24]
["2023-06-06T16:44:55.024","2023-06-06",37874,"ДТПL065-0100.140",null,"Преобразователь термоэлектрический ДТПL065-0100.140",1315,1578,"Под заказ","ДТПL","По запросу",1,0,1,9025900008,"Производимый",24]
["2023-06-06T16:44:55.024","2023-06-06",38005,"ДТПL065-0100.1400",null,"Преобразователь термоэлектрический ДТПL065-0100.1400",3210,3852,"Под заказ","ДТПL","По запросу",1,0,1,9025900008,"Производимый",24]
["2023-06-06T16:44:55.024","2023-06-06",8438,"ДТПL065-0100.160",null,"Преобразователь термоэлектрический ДТПL065-0100.160",1315,1578,"Под заказ","ДТПL","4",280,0,1,9025900008,"Производимый",24]
["2023-06-06T16:44:55.024","2023-06-06",7851,"ДТПL065-0100.1600",null,"Преобразователь термоэлектрический ДТПL065-0100.1600",3210,3852,"Под заказ","ДТПL","4",252,0,1,9025900008,"Производимый",24]
["2023-06-06T16:44:55.024","2023-06-06",44906,"ДТПL065-0100.180",null,"Преобразователь термоэлектрический ДТПL065-0100.180",1315,1578,"Под заказ","ДТПL","По запросу",1,0,1,9025900008,"Производимый",24]
["2023-06-06T16:44:55.024","2023-06-06",7942,"ДТПL065-0100.200",null,"Преобразователь термоэлектрический ДТПL065-0100.200",1315,1578,"Под заказ","ДТПL","4",280,0,1,9025900008,"Производимый",24]
["2023-06-06T16:44:55.024","2023-06-06",81537,"ДТПL065-0100.200.G1/2",null,"Преобразователь термоэлектрический ДТПL065-0100.200.G1/2",1513,1815.6,"Под заказ","ДТПL","4",280,0,1,9025900008,"Производимый",24]
["2023-06-06T16:44:55.024","2023-06-06",51112,"ДТПL065-0100.2000",null,"Преобразователь термоэлектрический ДТПL065-0100.2000",3210,3852,"Под заказ","ДТПL","4",205,0,1,9025900008,"Производимый",24]
["2023-06-06T16:44:55.024","2023-06-06",8121,"ДТПL065-0100.250",null,"Преобразователь термоэлектрический ДТПL065-0100.250",1490,1788,"Под заказ","ДТПL","4",280,0,1,9025900008,"Производимый",24]
["2023-06-06T16:44:55.024","2023-06-06",7852,"ДТПL065-0100.320",null,"Преобразователь термоэлектрический ДТПL065-0100.320",1490,1788,"Под заказ","ДТПL","4",280,0,1,9025900008,"Производимый",24]
["2023-06-06T16:44:55.024","2023-06-06",7846,"ДТПL065-0100.400",null,"Преобразователь термоэлектрический ДТПL065-0100.400",1490,1788,"Под заказ","ДТПL","4",280,0,1,9025900008,"Производимый",24]
["2023-06-06T16:44:55.024","2023-06-06",7785,"ДТПL065-0100.500",null,"Преобразователь термоэлектрический ДТПL065-0100.500",1490,1788,"Под заказ","ДТПL","4",280,0,1,9025900008,"Производимый",24]
["2023-06-06T16:44:55.024","2023-06-06",19179,"ДТПL065-0100.60",null,"Преобразователь термоэлектрический ДТПL065-0100.60",1315,1578,"Под заказ","ДТПL","4",280,0,1,9025900008,"Производимый",24]
["2023-06-06T16:44:55.024","2023-06-06",101376,"ДТПL065-0100.60.G1/2",null,"Преобразователь термоэлектрический ДТПL065-0100.60.G1/2",1513,1815.6,"Под заказ","ДТПL","4",280,0,1,9025900008,"Производимый",24]
["2023-06-06T16:44:55.024","2023-06-06",35228,"ДТПL065-0100.60.R1/2",null,"Преобразователь термоэлектрический ДТПL065-0100.60.R1/2",1513,1815.6,"Под заказ","ДТПL","По запросу",1,0,1,9025900008,"Производимый",24]
["2023-06-06T16:44:55.024","2023-06-06",133326,"ДТПL065-0100.60.М16Х1,5",null,"Преобразователь термоэлектрический ДТПL065-0100.60.М16Х1,5",1513,1815.6,"Под заказ","ДТПL","4",280,0,1,9025900008,"Производимый",24]
["2023-06-06T16:44:55.024","2023-06-06",61435,"ДТПL065-0100.600",null,"Преобразователь термоэлектрический ДТПL065-0100.600",1815,2178,"Под заказ","ДТПL","По запросу",1,0,1,9025900008,"Производимый",24]
["2023-06-06T16:44:55.024","2023-06-06",7536,"ДТПL065-0100.630",null,"Преобразователь термоэлектрический ДТПL065-0100.630",1815,2178,"Под заказ","ДТПL","4",280,0,1,9025900008,"Производимый",24]
["2023-06-06T16:44:55.024","2023-06-06",6834,"ДТПL065-0100.80",null,"Преобразователь термоэлектрический ДТПL065-0100.80",1315,1578,"Под заказ","ДТПL","4",280,0,1,9025900008,"Производимый",24]
["2023-06-06T16:44:55.024","2023-06-06",42991,"ДТПL065-0100.800",null,"Преобразователь термоэлектрический ДТПL065-0100.800",1815,2178,"Под заказ","ДТПL","По запросу",1,0,1,9025900008,"Производимый",24]
["2023-06-06T16:44:55.024","2023-06-06",21371,"ДТПL065-0100.890",null,"Преобразователь термоэлектрический ДТПL065-0100.890",2240,2688,"Под заказ","ДТПL","По запросу",1,0,1,9025900008,"Производимый",24]
["2023-06-06T16:44:55.024","2023-06-06",59855,"ДТПL065-0100.900",null,"Преобразователь термоэлектрический ДТПL065-0100.900",2240,2688,"Под заказ","ДТПL","4",280,0,1,9025900008,"Производимый",24]
["2023-06-06T16:44:55.024","2023-06-06",20302,"ДТПL065-0110.100",null,"Преобразователь термоэлектрический ДТПL065-0110.100",2465,2958,"Под заказ","ДТПL","4",396,0,1,9025900008,"Производимый",24]
["2023-06-06T16:44:55.024","2023-06-06",119367,"ДТПL065-0110.1000",null,"Преобразователь термоэлектрический ДТПL065-0110.1000",3630,4356,"Под заказ","ДТПL","4",166,0,1,9025900008,"Производимый",24]
["2023-06-06T16:44:55.024","2023-06-06",21020,"ДТПL065-0110.120",null,"Преобразователь термоэлектрический ДТПL065-0110.120",2465,2958,"Под заказ","ДТПL","4",360,0,1,9025900008,"Производимый",24]
["2023-06-06T16:44:55.024","2023-06-06",17268,"ДТПL065-0110.1250",null,"Преобразователь термоэлектрический ДТПL065-0110.1250",3630,4356,"Под заказ","ДТПL","По запросу",1,0,1,9025900008,"Производимый",24]
["2023-06-06T16:44:55.024","2023-06-06",35431,"ДТПL065-0110.160",null,"Преобразователь термоэлектрический ДТПL065-0110.160",2465,2958,"Под заказ","ДТПL","4",305,0,1,9025900008,"Производимый",24]
["2023-06-06T16:44:55.024","2023-06-06",92581,"ДТПL065-0110.160.G1/2",null,"Преобразователь термоэлектрический ДТПL065-0110.160.G1/2",2835,3402,"Под заказ","ДТПL","4",305,0,1,9025900008,"Производимый",24]
["2023-06-06T16:44:55.024","2023-06-06",64733,"ДТПL065-0110.160.М33Х2",null,"Преобразователь термоэлектрический ДТПL065-0110.160.М33Х2",2835,3402,"Под заказ","ДТПL","По запросу",1,0,1,9025900008,"Производимый",24]
["2023-06-06T16:44:55.024","2023-06-06",35058,"ДТПL065-0110.1600",null,"Преобразователь термоэлектрический ДТПL065-0110.1600",4415,5298,"Под заказ","ДТПL","По запросу",1,0,1,9025900008,"Производимый",24]
["2023-06-06T16:44:55.024","2023-06-06",40690,"ДТПL065-0110.180",null,"Преобразователь термоэлектрический ДТПL065-0110.180",2465,2958,"Под заказ","ДТПL","4",283,0,1,9025900008,"Производимый",24]
["2023-06-06T16:44:55.024","2023-06-06",32354,"ДТПL065-0110.200",null,"Преобразователь термоэлектрический ДТПL065-0110.200",2465,2958,"Под заказ","ДТПL","4",264,0,1,9025900008,"Производимый",24]
["2023-06-06T16:44:55.024","2023-06-06",95999,"ДТПL065-0110.200.М33Х2",null,"Преобразователь термоэлектрический ДТПL065-0110.200.М33Х2",2835,3402,"Под заказ","ДТПL","4",82,0,1,9025900008,"Производимый",24]
["2023-06-06T16:44:55.024","2023-06-06",107056,"ДТПL065-0110.2000",null,"Преобразователь термоэлектрический ДТПL065-0110.2000",4415,5298,"Под заказ","ДТПL","4",87,0,1,9025900008,"Производимый",24]
["2023-06-06T16:44:55.024","2023-06-06",40691,"ДТПL065-0110.250",null,"Преобразователь термоэлектрический ДТПL065-0110.250",2785,3342,"Под заказ","ДТПL","4",226,0,1,9025900008,"Производимый",24]
["2023-06-06T16:44:55.024","2023-06-06",38907,"ДТПL065-0110.320",null,"Преобразователь термоэлектрический ДТПL065-0110.320",2785,3342,"Под заказ","ДТПL","4",189,0,1,9025900008,"Производимый",24]
["2023-06-06T16:44:55.024","2023-06-06",79809,"ДТПL065-0110.400",null,"Преобразователь термоэлектрический ДТПL065-0110.400",2785,3342,"Под заказ","ДТПL","По запросу",1,0,1,9025900008,"Производимый",24]
["2023-06-06T16:44:55.024","2023-06-06",17320,"ДТПL065-0110.500",null,"Преобразователь термоэлектрический ДТПL065-0110.500",2785,3342,"Под заказ","ДТПL","4",304,0,1,9025900008,"Производимый",24]
["2023-06-06T16:44:55.024","2023-06-06",20738,"ДТПL065-0110.60",null,"Преобразователь термоэлектрический ДТПL065-0110.60",2465,2958,"Под заказ","ДТПL","4",495,0,1,9025900008,"Производимый",24]
["2023-06-06T16:44:55.024","2023-06-06",39938,"ДТПL065-0110.630",null,"Преобразователь термоэлектрический ДТПL065-0110.630",3120,3744,"Под заказ","ДТПL","4",250,0,1,9025900008,"Производимый",24]
["2023-06-06T16:44:55.024","2023-06-06",47889,"ДТПL065-0110.80",null,"Преобразователь термоэлектрический ДТПL065-0110.80",2465,2958,"Под заказ","ДТПL","4",440,0,1,9025900008,"Производимый",24]
["2023-06-06T16:44:55.024","2023-06-06",35754,"ДТПL065-0110.800",null,"Преобразователь термоэлектрический ДТПL065-0110.800",3120,3744,"Под заказ","ДТПL","По запросу",1,0,1,9025900008,"Производимый",24]
["2023-06-06T16:44:55.024","2023-06-06",39313,"ДТПL065-1100.100",null,"Преобразователь термоэлектрический ДТПL065-1100.100",1315,1578,"Под заказ","ДТПL","4",1000,0,1,9025900008,"Производимый",24]
["2023-06-06T16:44:55.024","2023-06-06",19862,"ДТПL065-1100.120",null,"Преобразователь термоэлектрический ДТПL065-1100.120",1315,1578,"Под заказ","ДТПL","По запросу",1,0,1,9025900008,"Производимый",24]
["2023-06-06T16:44:55.024","2023-06-06",19863,"ДТПL065-1100.160",null,"Преобразователь термоэлектрический ДТПL065-1100.160",1315,1578,"Под заказ","ДТПL","По запросу",1,0,1,9025900008,"Производимый",24]
["2023-06-06T16:44:55.024","2023-06-06",63249,"ДТПL065-1100.250",null,"Преобразователь термоэлектрический ДТПL065-1100.250",1490,1788,"Под заказ","ДТПL","По запросу",1,0,1,9025900008,"Производимый",24]
["2023-06-06T16:44:55.024","2023-06-06",32020,"ДТПL065-1100.320",null,"Преобразователь термоэлектрический ДТПL065-1100.320",1490,1788,"Под заказ","ДТПL","По запросу",1,0,1,9025900008,"Производимый",24]
["2023-06-06T16:44:55.024","2023-06-06",19864,"ДТПL065-1100.60",null,"Преобразователь термоэлектрический ДТПL065-1100.60",1315,1578,"Под заказ","ДТПL","4",1000,0,1,9025900008,"Производимый",24]
["2023-06-06T16:44:55.024","2023-06-06",46650,"ДТПL065-1100.80",null,"Преобразователь термоэлектрический ДТПL065-1100.80",1315,1578,"Под заказ","ДТПL","По запросу",1,0,1,9025900008,"Производимый",24]
["2023-06-06T16:44:55.024","2023-06-06",74684,"ДТПL065-1110.1600",null,"Преобразователь термоэлектрический ДТПL065-1110.1600",4415,5298,"Под заказ","ДТПL","4",107,0,1,9025900008,"Производимый",24]
["2023-06-06T16:44:55.024","2023-06-06",48650,"ДТПL065-1110.250",null,"Преобразователь термоэлектрический ДТПL065-1110.250",2785,3342,"Под заказ","ДТПL","По запросу",1,0,1,9025900008,"Производимый",24]
["2023-06-06T16:44:55.024","2023-06-06",104915,"ДТПL065-1110.60",null,"Преобразователь термоэлектрический ДТПL065-1110.60",2465,2958,"Под заказ","ДТПL","По запросу",1,0,1,9025900008,"Производимый",24]
["2023-06-06T16:44:55.024","2023-06-06",44051,"ДТПL065-1110.80",null,"Преобразователь термоэлектрический ДТПL065-1110.80",2465,2958,"Под заказ","ДТПL","По запросу",1,0,1,9025900008,"Производимый",24]
["2023-06-06T16:44:55.024","2023-06-06",47552,"ДТПL065Л-0100.100",null,"Преобразователь термоэлектрический ДТПL065Л-0100.100",1315,1578,"Под заказ","ДТПL","По запросу",1,0,1,9025900008,"Производимый",24]
["2023-06-06T16:44:55.024","2023-06-06",108044,"ДТПL065Л-0100.120",null,"Преобразователь термоэлектрический ДТПL065Л-0100.120",1315,1578,"Под заказ","ДТПL","4",833,0,1,9025900008,"Производимый",24]
["2023-06-06T16:44:55.024","2023-06-06",38006,"ДТПL065Л-0100.1400",null,"Преобразователь термоэлектрический ДТПL065Л-0100.1400",3210,3852,"Под заказ","ДТПL","По запросу",1,0,1,9025900008,"Производимый",24]
["2023-06-06T16:44:55.024","2023-06-06",59275,"ДТПL065Л-0100.1600",null,"Преобразователь термоэлектрический ДТПL065Л-0100.1600",3210,3852,"Под заказ","ДТПL","По запросу",1,0,1,9025900008,"Производимый",24]
["2023-06-06T16:44:55.024","2023-06-06",38585,"ДТПL065Л-0100.200",null,"Преобразователь термоэлектрический ДТПL065Л-0100.200",1315,1578,"Под заказ","ДТПL","По запросу",1,0,1,9025900008,"Производимый",24]
["2023-06-06T16:44:55.024","2023-06-06",59274,"ДТПL065Л-0100.2000",null,"Преобразователь термоэлектрический ДТПL065Л-0100.2000",3210,3852,"Под заказ","ДТПL","По запросу",1,0,1,9025900008,"Производимый",24]
["2023-06-06T16:44:55.024","2023-06-06",59271,"ДТПL065Л-0100.320",null,"Преобразователь термоэлектрический ДТПL065Л-0100.320",1490,1788,"Под заказ","ДТПL","По запросу",1,0,1,9025900008,"Производимый",24]
["2023-06-06T16:44:55.024","2023-06-06",59272,"ДТПL065Л-0100.400",null,"Преобразователь термоэлектрический ДТПL065Л-0100.400",1490,1788,"Под заказ","ДТПL","По запросу",1,0,1,9025900008,"Производимый",24]
["2023-06-06T16:44:55.024","2023-06-06",59273,"ДТПL065Л-0100.500",null,"Преобразователь термоэлектрический ДТПL065Л-0100.500",1490,1788,"Под заказ","ДТПL","По запросу",1,0,1,9025900008,"Производимый",24]
["2023-06-06T16:44:55.024","2023-06-06",53008,"ДТПL065Л-0100.80",null,"Преобразователь термоэлектрический ДТПL065Л-0100.80",1315,1578,"Под заказ","ДТПL","По запросу",1,0,1,9025900008,"Производимый",24]
["2023-06-06T16:44:55.024","2023-06-06",85315,"ДТПL074-00.100/0,2",null,"Преобразователь термоэлектрический ДТПL074-00.100/0,2",915,1098,"Под заказ","ДТПL","4",966,0,1,9025900008,"Производимый",24]
["2023-06-06T16:44:55.024","2023-06-06",133091,"ДТПL074-00.100/1",null,"Преобразователь термоэлектрический ДТПL074-00.100/1",1215,1458,"Под заказ","ДТПL","4",966,0,1,9025900008,"Производимый",24]
["2023-06-06T16:44:55.024","2023-06-06",18903,"ДТПL074-00.100/1,5К",null,"Преобразователь термоэлектрический ДТПL074-00.100/1,5К",1365,1638,"Под заказ","ДТПL","4",1,0,1,9025900008,"Производимый",24]
["2023-06-06T16:44:55.024","2023-06-06",129815,"ДТПL074-00.100/1К",null,"Преобразователь термоэлектрический ДТПL074-00.100/1К",1215,1458,"Под заказ","ДТПL","4",1,0,1,9025900008,"Производимый",24]
["2023-06-06T16:44:55.024","2023-06-06",18965,"ДТПL074-00.100/2",null,"Преобразователь термоэлектрический ДТПL074-00.100/2",1515,1818,"Под заказ","ДТПL","По запросу",1,0,1,9025900008,"Производимый",24]
["2023-06-06T16:44:55.024","2023-06-06",109602,"ДТПL074-00.100/3",null,"Преобразователь термоэлектрический ДТПL074-00.100/3",1815,2178,"Под заказ","ДТПL","4",641,0,1,9025900008,"Производимый",24]
["2023-06-06T16:44:55.024","2023-06-06",21475,"ДТПL074-00.100/5",null,"Преобразователь термоэлектрический ДТПL074-00.100/5",2415,2898,"Под заказ","ДТПL","По запросу",1,0,1,9025900008,"Производимый",24]
["2023-06-06T16:44:55.024","2023-06-06",68382,"ДТПL074-00.100/6К",null,"Преобразователь термоэлектрический ДТПL074-00.100/6К",2715,3258,"Под заказ","ДТПL","По запросу",1,0,1,9025900008,"Производимый",24]
["2023-06-06T16:44:55.024","2023-06-06",31553,"ДТПL074-00.100/7",null,"Преобразователь термоэлектрический ДТПL074-00.100/7",3015,3618,"Под заказ","ДТПL","По запросу",1,0,1,9025900008,"Производимый",24]
["2023-06-06T16:44:55.024","2023-06-06",99749,"ДТПL074-00.1000/1",null,"Преобразователь термоэлектрический ДТПL074-00.1000/1",2090,2508,"Под заказ","ДТПL","4",966,0,1,9025900008,"Производимый",24]
["2023-06-06T16:44:55.024","2023-06-06",47974,"ДТПL074-00.1000/20",null,"Преобразователь термоэлектрический ДТПL074-00.1000/20",7790,9348,"Под заказ","ДТПL","По запросу",1,0,1,9025900008,"Производимый",24]
["2023-06-06T16:44:55.024","2023-06-06",128907,"ДТПL074-00.1000/3",null,"Преобразователь термоэлектрический ДТПL074-00.1000/3",2690,3228,"Под заказ","ДТПL","4",498,0,1,9025900008,"Производимый",24]
["2023-06-06T16:44:55.024","2023-06-06",128906,"ДТПL074-00.1000/5",null,"Преобразователь термоэлектрический ДТПL074-00.1000/5",3290,3948,"Под заказ","ДТПL","4",332,0,1,9025900008,"Производимый",24]
["2023-06-06T16:44:55.024","2023-06-06",19841,"ДТПL074-00.120/0,2",null,"Преобразователь термоэлектрический ДТПL074-00.120/0,2",915,1098,"Под заказ","ДТПL","По запросу",1,0,1,9025900008,"Производимый",24]
["2023-06-06T16:44:55.024","2023-06-06",16340,"ДТПL074-00.120/1",null,"Преобразователь термоэлектрический ДТПL074-00.120/1",1215,1458,"Под заказ","ДТПL","4",966,0,1,9025900008,"Производимый",24]
["2023-06-06T16:44:55.024","2023-06-06",16644,"ДТПL074-00.120/1,5",null,"Преобразователь термоэлектрический ДТПL074-00.120/1,5",1365,1638,"Под заказ","ДТПL","По запросу",1,0,1,9025900008,"Производимый",24]
["2023-06-06T16:44:55.024","2023-06-06",126839,"ДТПL074-00.120/1К",null,"Преобразователь термоэлектрический ДТПL074-00.120/1К",1215,1458,"Под заказ","ДТПL","4",1,0,1,9025900008,"Производимый",24]
["2023-06-06T16:44:55.024","2023-06-06",9108,"ДТПL074-00.120/2",null,"Преобразователь термоэлектрический ДТПL074-00.120/2",1515,1818,"Под заказ","ДТПL","4",935,0,1,9025900008,"Производимый",24]
["2023-06-06T16:44:55.024","2023-06-06",37587,"ДТПL074-00.120/20",null,"Преобразователь термоэлектрический ДТПL074-00.120/20",6915,8298,"Под заказ","ДТПL","По запросу",1,0,1,9025900008,"Производимый",24]
["2023-06-06T16:44:55.024","2023-06-06",15695,"ДТПL074-00.120/30",null,"Преобразователь термоэлектрический ДТПL074-00.120/30",9915,11898,"Под заказ","ДТПL","По запросу",1,0,1,9025900008,"Производимый",24]
["2023-06-06T16:44:55.024","2023-06-06",36034,"ДТПL074-00.120/5",null,"Преобразователь термоэлектрический ДТПL074-00.120/5",2415,2898,"Под заказ","ДТПL","По запросу",1,0,1,9025900008,"Производимый",24]
["2023-06-06T16:44:55.024","2023-06-06",35065,"ДТПL074-00.120/6",null,"Преобразователь термоэлектрический ДТПL074-00.120/6",2715,3258,"Под заказ","ДТПL","По запросу",1,0,1,9025900008,"Производимый",24]
["2023-06-06T16:44:55.024","2023-06-06",62681,"ДТПL074-00.160/0,2",null,"Преобразователь термоэлектрический ДТПL074-00.160/0,2",915,1098,"Под заказ","ДТПL","По запросу",1,0,1,9025900008,"Производимый",24]
["2023-06-06T16:44:55.024","2023-06-06",37695,"ДТПL074-00.160/1",null,"Преобразователь термоэлектрический ДТПL074-00.160/1",1215,1458,"Под заказ","ДТПL","4",966,0,1,9025900008,"Производимый",24]
["2023-06-06T16:44:55.024","2023-06-06",31401,"ДТПL074-00.160/1,5",null,"Преобразователь термоэлектрический ДТПL074-00.160/1,5",1365,1638,"Под заказ","ДТПL","По запросу",1,0,1,9025900008,"Производимый",24]
["2023-06-06T16:44:55.024","2023-06-06",46521,"ДТПL074-00.160/10",null,"Преобразователь термоэлектрический ДТПL074-00.160/10",3915,4698,"Под заказ","ДТПL","По запросу",1,0,1,9025900008,"Производимый",24]
["2023-06-06T16:44:55.024","2023-06-06",129816,"ДТПL074-00.160/1К",null,"Преобразователь термоэлектрический ДТПL074-00.160/1К",1215,1458,"Под заказ","ДТПL","4",1,0,1,9025900008,"Производимый",24]
["2023-06-06T16:44:55.024","2023-06-06",17538,"ДТПL074-00.160/2",null,"Преобразователь термоэлектрический ДТПL074-00.160/2",1515,1818,"Под заказ","ДТПL","4",917,0,1,9025900008,"Производимый",24]
["2023-06-06T16:44:55.024","2023-06-06",82738,"ДТПL074-00.160/2,5",null,"Преобразователь термоэлектрический ДТПL074-00.160/2,5",1665,1998,"Под заказ","ДТПL","По запросу",1,0,1,9025900008,"Производимый",24]
["2023-06-06T16:44:55.024","2023-06-06",18862,"ДТПL074-00.160/3",null,"Преобразователь термоэлектрический ДТПL074-00.160/3",1815,2178,"Под заказ","ДТПL","По запросу",1,0,1,9025900008,"Производимый",24]
["2023-06-06T16:44:55.024","2023-06-06",17219,"ДТПL074-00.160/4",null,"Преобразователь термоэлектрический ДТПL074-00.160/4",2115,2538,"Под заказ","ДТПL","По запросу",1,0,1,9025900008,"Производимый",24]
["2023-06-06T16:44:55.024","2023-06-06",9259,"ДТПL074-00.160/5",null,"Преобразователь термоэлектрический ДТПL074-00.160/5",2415,2898,"Под заказ","ДТПL","По запросу",1,0,1,9025900008,"Производимый",24]
["2023-06-06T16:44:55.024","2023-06-06",39525,"ДТПL074-00.175/3",null,"Преобразователь термоэлектрический ДТПL074-00.175/3",1815,2178,"Под заказ","ДТПL","По запросу",1,0,1,9025900008,"Производимый",24]
["2023-06-06T16:44:55.024","2023-06-06",80525,"ДТПL074-00.180/1,5",null,"Преобразователь термоэлектрический ДТПL074-00.180/1,5",1365,1638,"Под заказ","ДТПL","4",966,0,1,9025900008,"Производимый",24]
["2023-06-06T16:44:55.024","2023-06-06",31634,"ДТПL074-00.200/0,2",null,"Преобразователь термоэлектрический ДТПL074-00.200/0,2",915,1098,"Под заказ","ДТПL","По запросу",1,0,1,9025900008,"Производимый",24]
["2023-06-06T16:44:55.024","2023-06-06",41907,"ДТПL074-00.200/0,8",null,"Преобразователь термоэлектрический ДТПL074-00.200/0,8",1155,1386,"Под заказ","ДТПL","По запросу",1,0,1,9025900008,"Производимый",24]
["2023-06-06T16:44:55.024","2023-06-06",83167,"ДТПL074-00.200/1",null,"Преобразователь термоэлектрический ДТПL074-00.200/1",1215,1458,"Под заказ","ДТПL","4",966,0,1,9025900008,"Производимый",24]
["2023-06-06T16:44:55.024","2023-06-06",18316,"ДТПL074-00.200/1,5",null,"Преобразователь термоэлектрический ДТПL074-00.200/1,5",1365,1638,"Под заказ","ДТПL","По запросу",1,0,1,9025900008,"Производимый",24]
["2023-06-06T16:44:55.024","2023-06-06",38644,"ДТПL074-00.200/2",null,"Преобразователь термоэлектрический ДТПL074-00.200/2",1515,1818,"Под заказ","ДТПL","4",901,0,1,9025900008,"Производимый",24]
["2023-06-06T16:44:55.024","2023-06-06",7179,"ДТПL074-00.200/2,5",null,"Преобразователь термоэлектрический ДТПL074-00.200/2,5",1665,1998,"Под заказ","ДТПL","По запросу",1,0,1,9025900008,"Производимый",24]
["2023-06-06T16:44:55.024","2023-06-06",47937,"ДТПL074-00.200/20",null,"Преобразователь термоэлектрический ДТПL074-00.200/20",6915,8298,"Под заказ","ДТПL","По запросу",1,0,1,9025900008,"Производимый",24]
["2023-06-06T16:44:55.024","2023-06-06",48016,"ДТПL074-00.200/20К",null,"Преобразователь термоэлектрический ДТПL074-00.200/20К",6915,8298,"Под заказ","ДТПL","По запросу",1,0,1,9025900008,"Производимый",24]
["2023-06-06T16:44:55.024","2023-06-06",18283,"ДТПL074-00.200/3",null,"Преобразователь термоэлектрический ДТПL074-00.200/3",1815,2178,"Под заказ","ДТПL","4",621,0,1,9025900008,"Производимый",24]
["2023-06-06T16:44:55.024","2023-06-06",119331,"ДТПL074-00.200/4",null,"Преобразователь термоэлектрический ДТПL074-00.200/4",2115,2538,"Под заказ","ДТПL","4",474,0,1,9025900008,"Производимый",24]
["2023-06-06T16:44:55.024","2023-06-06",11064,"ДТПL074-00.200/5",null,"Преобразователь термоэлектрический ДТПL074-00.200/5",2415,2898,"Под заказ","ДТПL","По запросу",1,0,1,9025900008,"Производимый",24]
["2023-06-06T16:44:55.024","2023-06-06",8439,"ДТПL074-00.250/0,2",null,"Преобразователь термоэлектрический ДТПL074-00.250/0,2",1285,1542,"Под заказ","ДТПL","4",966,0,1,9025900008,"Производимый",24]
["2023-06-06T16:44:55.024","2023-06-06",15597,"ДТПL074-00.250/0,5",null,"Преобразователь термоэлектрический ДТПL074-00.250/0,5",1435,1722,"Под заказ","ДТПL","По запросу",1,0,1,9025900008,"Производимый",24]
["2023-06-06T16:44:55.024","2023-06-06",21417,"ДТПL074-00.250/1",null,"Преобразователь термоэлектрический ДТПL074-00.250/1",1585,1902,"Под заказ","ДТПL","По запросу",1,0,1,9025900008,"Производимый",24]
["2023-06-06T16:44:55.024","2023-06-06",31402,"ДТПL074-00.250/1,5",null,"Преобразователь термоэлектрический ДТПL074-00.250/1,5",1735,2082,"Под заказ","ДТПL","4",966,0,1,9025900008,"Производимый",24]
["2023-06-06T16:44:55.024","2023-06-06",41194,"ДТПL074-00.250/10",null,"Преобразователь термоэлектрический ДТПL074-00.250/10",4285,5142,"Под заказ","ДТПL","По запросу",1,0,1,9025900008,"Производимый",24]
["2023-06-06T16:44:55.024","2023-06-06",7827,"ДТПL074-00.250/2,5",null,"Преобразователь термоэлектрический ДТПL074-00.250/2,5",2035,2442,"Под заказ","ДТПL","По запросу",1,0,1,9025900008,"Производимый",24]
["2023-06-06T16:44:55.024","2023-06-06",20549,"ДТПL074-00.250/3",null,"Преобразователь термоэлектрический ДТПL074-00.250/3",2185,2622,"Под заказ","ДТПL","По запросу",1,0,1,9025900008,"Производимый",24]
["2023-06-06T16:44:55.024","2023-06-06",11526,"ДТПL074-00.250/4",null,"Преобразователь термоэлектрический ДТПL074-00.250/4",2485,2982,"Под заказ","ДТПL","По запросу",1,0,1,9025900008,"Производимый",24]
["2023-06-06T16:44:55.024","2023-06-06",17648,"ДТПL074-00.250/5",null,"Преобразователь термоэлектрический ДТПL074-00.250/5",2785,3342,"Под заказ","ДТПL","4",380,0,1,9025900008,"Производимый",24]
["2023-06-06T16:44:55.024","2023-06-06",135016,"ДТПL074-00.250/5К",null,"Преобразователь термоэлектрический ДТПL074-00.250/5К",2785,3342,"Под заказ","ДТПL","4",1,0,1,9025900008,"Производимый",24]
["2023-06-06T16:44:55.024","2023-06-06",10224,"ДТПL074-00.320/0,2",null,"Преобразователь термоэлектрический ДТПL074-00.320/0,2",1285,1542,"Под заказ","ДТПL","По запросу",1,0,1,9025900008,"Производимый",24]
["2023-06-06T16:44:55.024","2023-06-06",11622,"ДТПL074-00.320/0,6К",null,"Преобразователь термоэлектрический ДТПL074-00.320/0,6К",1465,1758,"Под заказ","ДТПL","По запросу",1,0,1,9025900008,"Производимый",24]
["2023-06-06T16:44:55.024","2023-06-06",14976,"ДТПL074-00.320/1,5К",null,"Преобразователь термоэлектрический ДТПL074-00.320/1,5К",1735,2082,"Под заказ","ДТПL","4",1,0,1,9025900008,"Производимый",24]
["2023-06-06T16:44:55.024","2023-06-06",53319,"ДТПL074-00.320/1К",null,"Преобразователь термоэлектрический ДТПL074-00.320/1К",1585,1902,"Под заказ","ДТПL","4",1,0,1,9025900008,"Производимый",24]
["2023-06-06T16:44:55.024","2023-06-06",31717,"ДТПL074-00.320/2",null,"Преобразователь термоэлектрический ДТПL074-00.320/2",1885,2262,"Под заказ","ДТПL","4",855,0,1,9025900008,"Производимый",24]
["2023-06-06T16:44:55.024","2023-06-06",90575,"ДТПL074-00.320/2,5",null,"Преобразователь термоэлектрический ДТПL074-00.320/2,5",2035,2442,"Под заказ","ДТПL","4",704,0,1,9025900008,"Производимый",24]
["2023-06-06T16:44:55.024","2023-06-06",54191,"ДТПL074-00.320/20",null,"Преобразователь термоэлектрический ДТПL074-00.320/20",7285,8742,"Под заказ","ДТПL","По запросу",1,0,1,9025900008,"Производимый",24]
["2023-06-06T16:44:55.024","2023-06-06",38248,"ДТПL074-00.320/3",null,"Преобразователь термоэлектрический ДТПL074-00.320/3",2185,2622,"Под заказ","ДТПL","По запросу",1,0,1,9025900008,"Производимый",24]
["2023-06-06T16:44:55.024","2023-06-06",9258,"ДТПL074-00.320/5",null,"Преобразователь термоэлектрический ДТПL074-00.320/5",2785,3342,"Под заказ","ДТПL","По запросу",1,0,1,9025900008,"Производимый",24]
["2023-06-06T16:44:55.024","2023-06-06",31718,"ДТПL074-00.320/8",null,"Преобразователь термоэлектрический ДТПL074-00.320/8",3685,4422,"Под заказ","ДТПL","По запросу",1,0,1,9025900008,"Производимый",24]
["2023-06-06T16:44:55.024","2023-06-06",10723,"ДТПL074-00.400/0,2",null,"Преобразователь термоэлектрический ДТПL074-00.400/0,2",1285,1542,"Под заказ","ДТПL","По запросу",1,0,1,9025900008,"Производимый",24]
["2023-06-06T16:44:55.024","2023-06-06",35904,"ДТПL074-00.400/2",null,"Преобразователь термоэлектрический ДТПL074-00.400/2",1885,2262,"Под заказ","ДТПL","По запросу",1,0,1,9025900008,"Производимый",24]
["2023-06-06T16:44:55.024","2023-06-06",31651,"ДТПL074-00.400/2,5",null,"Преобразователь термоэлектрический ДТПL074-00.400/2,5",2035,2442,"Под заказ","ДТПL","По запросу",1,0,1,9025900008,"Производимый",24]
["2023-06-06T16:44:55.024","2023-06-06",87270,"ДТПL074-00.500/0,2",null,"Преобразователь термоэлектрический ДТПL074-00.500/0,2",1285,1542,"Под заказ","ДТПL","По запросу",1,0,1,9025900008,"Производимый",24]
["2023-06-06T16:44:55.024","2023-06-06",18078,"ДТПL074-00.500/1,5",null,"Преобразователь термоэлектрический ДТПL074-00.500/1,5",1735,2082,"Под заказ","ДТПL","По запросу",1,0,1,9025900008,"Производимый",24]
["2023-06-06T16:44:55.024","2023-06-06",8569,"ДТПL074-00.500/10",null,"Преобразователь термоэлектрический ДТПL074-00.500/10",4285,5142,"Под заказ","ДТПL","По запросу",1,0,1,9025900008,"Производимый",24]
["2023-06-06T16:44:55.024","2023-06-06",30135,"ДТПL074-00.500/5",null,"Преобразователь термоэлектрический ДТПL074-00.500/5",2785,3342,"Под заказ","ДТПL","По запросу",1,0,1,9025900008,"Производимый",24]
["2023-06-06T16:44:55.024","2023-06-06",44468,"ДТПL074-00.500/5К",null,"Преобразователь термоэлектрический ДТПL074-00.500/5К",2785,3342,"Под заказ","ДТПL","По запросу",1,0,1,9025900008,"Производимый",24]
["2023-06-06T16:44:55.024","2023-06-06",96162,"ДТПL074-00.60/0,2.G3/4",null,"Преобразователь термоэлектрический ДТПL074-00.60/0,2.G3/4",1053,1263.5999999999999,"Под заказ","ДТПL","4",966,0,1,9025900008,"Производимый",24]
["2023-06-06T16:44:55.024","2023-06-06",37654,"ДТПL074-00.60/0,3",null,"Преобразователь термоэлектрический ДТПL074-00.60/0,3",1005,1206,"Под заказ","ДТПL","По запросу",1,0,1,9025900008,"Производимый",24]
["2023-06-06T16:44:55.024","2023-06-06",19269,"ДТПL074-00.60/1",null,"Преобразователь термоэлектрический ДТПL074-00.60/1",1215,1458,"Под заказ","ДТПL","4",966,0,1,9025900008,"Производимый",24]
["2023-06-06T16:44:55.024","2023-06-06",8334,"ДТПL074-00.60/1,5",null,"Преобразователь термоэлектрический ДТПL074-00.60/1,5",1365,1638,"Под заказ","ДТПL","По запросу",1,0,1,9025900008,"Производимый",24]
["2023-06-06T16:44:55.024","2023-06-06",15452,"ДТПL074-00.60/13",null,"Преобразователь термоэлектрический ДТПL074-00.60/13",4815,5778,"Под заказ","ДТПL","По запросу",1,0,1,9025900008,"Производимый",24]
["2023-06-06T16:44:55.024","2023-06-06",8300,"ДТПL074-00.60/15",null,"Преобразователь термоэлектрический ДТПL074-00.60/15",5415,6498,"Под заказ","ДТПL","По запросу",1,0,1,9025900008,"Производимый",24]
["2023-06-06T16:44:55.024","2023-06-06",46636,"ДТПL074-00.60/1К",null,"Преобразователь термоэлектрический ДТПL074-00.60/1К",1215,1458,"Под заказ","ДТПL","4",1,0,1,9025900008,"Производимый",24]
["2023-06-06T16:44:55.024","2023-06-06",111511,"ДТПL074-00.60/1К.G1/2",null,"Преобразователь термоэлектрический ДТПL074-00.60/1К.G1/2",1353,1623.6,"Под заказ","ДТПL","По запросу",1,0,1,9025900008,"Производимый",24]
["2023-06-06T16:44:55.024","2023-06-06",21008,"ДТПL074-00.60/2",null,"Преобразователь термоэлектрический ДТПL074-00.60/2",1515,1818,"Под заказ","ДТПL","По запросу",1,0,1,9025900008,"Производимый",24]
["2023-06-06T16:44:55.024","2023-06-06",83751,"ДТПL074-00.60/2,5",null,"Преобразователь термоэлектрический ДТПL074-00.60/2,5",1665,1998,"Под заказ","ДТПL","4",775,0,1,9025900008,"Производимый",24]
["2023-06-06T16:44:55.024","2023-06-06",8304,"ДТПL074-00.60/20",null,"Преобразователь термоэлектрический ДТПL074-00.60/20",6915,8298,"Под заказ","ДТПL","По запросу",1,0,1,9025900008,"Производимый",24]
["2023-06-06T16:44:55.024","2023-06-06",7187,"ДТПL074-00.60/3",null,"Преобразователь термоэлектрический ДТПL074-00.60/3",1815,2178,"Под заказ","ДТПL","По запросу",1,0,1,9025900008,"Производимый",24]
["2023-06-06T16:44:55.024","2023-06-06",11606,"ДТПL074-00.60/4",null,"Преобразователь термоэлектрический ДТПL074-00.60/4",2115,2538,"Под заказ","ДТПL","По запросу",1,0,1,9025900008,"Производимый",24]
["2023-06-06T16:44:55.024","2023-06-06",16232,"ДТПL074-00.80/1",null,"Преобразователь термоэлектрический ДТПL074-00.80/1",1215,1458,"Под заказ","ДТПL","4",966,0,1,9025900008,"Производимый",24]
["2023-06-06T16:44:55.024","2023-06-06",19902,"ДТПL074-00.80/1,5",null,"Преобразователь термоэлектрический ДТПL074-00.80/1,5",1365,1638,"Под заказ","ДТПL","4",966,0,1,9025900008,"Производимый",24]
["2023-06-06T16:44:55.024","2023-06-06",35168,"ДТПL074-00.80/1,5К",null,"Преобразователь термоэлектрический ДТПL074-00.80/1,5К",1365,1638,"Под заказ","ДТПL","По запросу",1,0,1,9025900008,"Производимый",24]
["2023-06-06T16:44:55.024","2023-06-06",129814,"ДТПL074-00.80/1К",null,"Преобразователь термоэлектрический ДТПL074-00.80/1К",1215,1458,"Под заказ","ДТПL","4",1,0,1,9025900008,"Производимый",24]
["2023-06-06T16:44:55.024","2023-06-06",18964,"ДТПL074-00.80/2",null,"Преобразователь термоэлектрический ДТПL074-00.80/2",1515,1818,"Под заказ","ДТПL","4",952,0,1,9025900008,"Производимый",24]
["2023-06-06T16:44:55.024","2023-06-06",57325,"ДТПL074-00.80/3",null,"Преобразователь термоэлектрический ДТПL074-00.80/3",1815,2178,"Под заказ","ДТПL","4",645,0,1,9025900008,"Производимый",24]
["2023-06-06T16:44:55.024","2023-06-06",54554,"ДТПL074-00.80/3К",null,"Преобразователь термоэлектрический ДТПL074-00.80/3К",1815,2178,"Под заказ","ДТПL","По запросу",1,0,1,9025900008,"Производимый",24]
["2023-06-06T16:44:55.024","2023-06-06",116805,"ДТПL074-01.100/1,5К",null,"Преобразователь термоэлектрический ДТПL074-01.100/1,5К",1440,1728,"Под заказ","ДТПL","4",1,0,1,9025900008,"Производимый",24]
["2023-06-06T16:44:55.024","2023-06-06",38921,"ДТПL074-01.120/2",null,"Преобразователь термоэлектрический ДТПL074-01.120/2",1615,1938,"Под заказ","ДТПL","По запросу",1,0,1,9025900008,"Производимый",24]
["2023-06-06T16:44:55.024","2023-06-06",35427,"ДТПL074-01.120/3",null,"Преобразователь термоэлектрический ДТПL074-01.120/3",1965,2358,"Под заказ","ДТПL","По запросу",1,0,1,9025900008,"Производимый",24]
["2023-06-06T16:44:55.024","2023-06-06",15282,"ДТПL074-01.160/1,5",null,"Преобразователь термоэлектрический ДТПL074-01.160/1,5",1440,1728,"Под заказ","ДТПL","По запросу",1,0,1,9025900008,"Производимый",24]
["2023-06-06T16:44:55.024","2023-06-06",133112,"ДТПL074-01.160/2",null,"Преобразователь термоэлектрический ДТПL074-01.160/2",1615,1938,"Под заказ","ДТПL","4",258,0,1,9025900008,"Производимый",24]
["2023-06-06T16:44:55.024","2023-06-06",96130,"ДТПL074-01.200/2",null,"Преобразователь термоэлектрический ДТПL074-01.200/2",1615,1938,"Под заказ","ДТПL","4",253,0,1,9025900008,"Производимый",24]
["2023-06-06T16:44:55.024","2023-06-06",96098,"ДТПL074-01.200/2К",null,"Преобразователь термоэлектрический ДТПL074-01.200/2К",1615,1938,"Под заказ","ДТПL","По запросу",1,0,1,9025900008,"Производимый",24]
["2023-06-06T16:44:55.024","2023-06-06",78965,"ДТПL074-01.250/0,4",null,"Преобразователь термоэлектрический ДТПL074-01.250/0,4",1425,1710,"Под заказ","ДТПL","4",1,0,1,9025900008,"Производимый",24]
["2023-06-06T16:44:55.024","2023-06-06",8086,"ДТПL074-01.250/0,5",null,"Преобразователь термоэлектрический ДТПL074-01.250/0,5",1460,1752,"Под заказ","ДТПL","По запросу",1,0,1,9025900008,"Производимый",24]
["2023-06-06T16:44:55.024","2023-06-06",17085,"ДТПL074-01.250/10",null,"Преобразователь термоэлектрический ДТПL074-01.250/10",4785,5742,"Под заказ","ДТПL","По запросу",1,0,1,9025900008,"Производимый",24]
["2023-06-06T16:44:55.024","2023-06-06",30503,"ДТПL074-01.250/2",null,"Преобразователь термоэлектрический ДТПL074-01.250/2",1985,2382,"Под заказ","ДТПL","4",248,0,1,9025900008,"Производимый",24]
["2023-06-06T16:44:55.024","2023-06-06",104382,"ДТПL074-01.250/2К",null,"Преобразователь термоэлектрический ДТПL074-01.250/2К",1985,2382,"Под заказ","ДТПL","По запросу",1,0,1,9025900008,"Производимый",24]
["2023-06-06T16:44:55.024","2023-06-06",21225,"ДТПL074-01.320/2К",null,"Преобразователь термоэлектрический ДТПL074-01.320/2К",1985,2382,"Под заказ","ДТПL","По запросу",1,0,1,9025900008,"Производимый",24]
["2023-06-06T16:44:55.024","2023-06-06",38849,"ДТПL074-01.350/0,5",null,"Преобразователь термоэлектрический ДТПL074-01.350/0,5",1460,1752,"Под заказ","ДТПL","По запросу",1,0,1,9025900008,"Производимый",24]
["2023-06-06T16:44:55.024","2023-06-06",135306,"ДТПL074-01.350/0,5.G1/2",null,"Преобразователь термоэлектрический ДТПL074-01.350/0,5.G1/2",1653,1983.6,"Под заказ","ДТПL","4",647,0,1,9025900008,"Производимый",24]
["2023-06-06T16:44:55.024","2023-06-06",30504,"ДТПL074-01.400/2",null,"Преобразователь термоэлектрический ДТПL074-01.400/2",1985,2382,"Под заказ","ДТПL","По запросу",1,0,1,9025900008,"Производимый",24]
["2023-06-06T16:44:55.024","2023-06-06",17884,"ДТПL074-01.400/5",null,"Преобразователь термоэлектрический ДТПL074-01.400/5",3035,3642,"Под заказ","ДТПL","По запросу",1,0,1,9025900008,"Производимый",24]
["2023-06-06T16:44:55.024","2023-06-06",21226,"ДТПL074-01.500/10К",null,"Преобразователь термоэлектрический ДТПL074-01.500/10К",4785,5742,"Под заказ","ДТПL","По запросу",1,0,1,9025900008,"Производимый",24]
["2023-06-06T16:44:55.024","2023-06-06",57767,"ДТПL074-01.500/2",null,"Преобразователь термоэлектрический ДТПL074-01.500/2",1985,2382,"Под заказ","ДТПL","По запросу",1,0,1,9025900008,"Производимый",24]
["2023-06-06T16:44:55.024","2023-06-06",7866,"ДТПL074-01.500/2,5",null,"Преобразователь термоэлектрический ДТПL074-01.500/2,5",2160,2592,"Под заказ","ДТПL","По запросу",1,0,1,9025900008,"Производимый",24]
["2023-06-06T16:44:55.024","2023-06-06",8058,"ДТПL074-01.500/4",null,"Преобразователь термоэлектрический ДТПL074-01.500/4",2685,3222,"Под заказ","ДТПL","По запросу",1,0,1,9025900008,"Производимый",24]
["2023-06-06T16:44:55.024","2023-06-06",64165,"ДТПL074-01.60/1,5",null,"Преобразователь термоэлектрический ДТПL074-01.60/1,5",1440,1728,"Под заказ","ДТПL","По запросу",1,0,1,9025900008,"Производимый",24]
["2023-06-06T16:44:55.024","2023-06-06",111512,"ДТПL074-01.60/1.G1/2",null,"Преобразователь термоэлектрический ДТПL074-01.60/1.G1/2",1403,1683.6,"Под заказ","ДТПL","По запросу",1,0,1,9025900008,"Производимый",24]
["2023-06-06T16:44:55.024","2023-06-06",111486,"ДТПL074-01.60/1К.G1/2",null,"Преобразователь термоэлектрический ДТПL074-01.60/1К.G1/2",1403,1683.6,"Под заказ","ДТПL","4",1,0,1,9025900008,"Производимый",24]
["2023-06-06T16:44:55.024","2023-06-06",129477,"ДТПL074-10.80/1,5",null,"Преобразователь термоэлектрический ДТПL074-10.80/1,5",1365,1638,"Под заказ","ДТПL","4",1000,0,1,9025900008,"Производимый",24]
["2023-06-06T16:44:55.024","2023-06-06",62442,"ДТПL074-10.80/20К",null,"Преобразователь термоэлектрический ДТПL074-10.80/20К",6915,8298,"Под заказ","ДТПL","4",1,0,1,9025900008,"Производимый",24]
["2023-06-06T16:44:55.024","2023-06-06",65273,"ДТПL074-10.80/5К",null,"Преобразователь термоэлектрический ДТПL074-10.80/5К",2415,2898,"Под заказ","ДТПL","4",1,0,1,9025900008,"Производимый",24]
["2023-06-06T16:44:55.024","2023-06-06",43566,"ДТПL074-11.120/5",null,"Преобразователь термоэлектрический ДТПL074-11.120/5",2665,3198,"Под заказ","ДТПL","По запросу",1,0,1,9025900008,"Производимый",24]
["2023-06-06T16:44:55.024","2023-06-06",7695,"ДТПL075-0100.100",null,"Преобразователь термоэлектрический ДТПL075-0100.100",1315,1578,"Под заказ","ДТПL","4",833,0,1,9025900008,"Производимый",24]
["2023-06-06T16:44:55.024","2023-06-06",133128,"ДТПL075-0100.100.G1/2",null,"Преобразователь термоэлектрический ДТПL075-0100.100.G1/2",1513,1815.6,"Под заказ","ДТПL","4",280,0,1,9025900008,"Производимый",24]
["2023-06-06T16:44:55.024","2023-06-06",40868,"ДТПL075-0100.100.G3/4",null,"Преобразователь термоэлектрический ДТПL075-0100.100.G3/4",1513,1815.6,"Под заказ","ДТПL","По запросу",1,0,1,9025900008,"Производимый",24]
["2023-06-06T16:44:55.024","2023-06-06",8299,"ДТПL075-0100.1000",null,"Преобразователь термоэлектрический ДТПL075-0100.1000",2240,2688,"Под заказ","ДТПL","По запросу",1,0,1,9025900008,"Производимый",24]
["2023-06-06T16:44:55.024","2023-06-06",8468,"ДТПL075-0100.120",null,"Преобразователь термоэлектрический ДТПL075-0100.120",1315,1578,"Под заказ","ДТПL","4",280,0,1,9025900008,"Производимый",24]
["2023-06-06T16:44:55.024","2023-06-06",11349,"ДТПL075-0100.120.М22Х1,5",null,"Преобразователь термоэлектрический ДТПL075-0100.120.М22Х1,5",1513,1815.6,"Под заказ","ДТПL","По запросу",1,0,1,9025900008,"Производимый",24]
["2023-06-06T16:44:55.024","2023-06-06",37688,"ДТПL075-0100.1200",null,"Преобразователь термоэлектрический ДТПL075-0100.1200",2240,2688,"Под заказ","ДТПL","По запросу",1,0,1,9025900008,"Производимый",24]
["2023-06-06T16:44:55.024","2023-06-06",17325,"ДТПL075-0100.1250",null,"Преобразователь термоэлектрический ДТПL075-0100.1250",2240,2688,"Под заказ","ДТПL","По запросу",1,0,1,9025900008,"Производимый",24]
["2023-06-06T16:44:55.024","2023-06-06",8953,"ДТПL075-0100.160",null,"Преобразователь термоэлектрический ДТПL075-0100.160",1315,1578,"Под заказ","ДТПL","4",280,0,1,9025900008,"Производимый",24]
["2023-06-06T16:44:55.024","2023-06-06",10541,"ДТПL075-0100.1600",null,"Преобразователь термоэлектрический ДТПL075-0100.1600",3210,3852,"Под заказ","ДТПL","По запросу",1,0,1,9025900008,"Производимый",24]
["2023-06-06T16:44:55.024","2023-06-06",44905,"ДТПL075-0100.180",null,"Преобразователь термоэлектрический ДТПL075-0100.180",1315,1578,"Под заказ","ДТПL","По запросу",1,0,1,9025900008,"Производимый",24]
["2023-06-06T16:44:55.024","2023-06-06",7206,"ДТПL075-0100.200",null,"Преобразователь термоэлектрический ДТПL075-0100.200",1315,1578,"Под заказ","ДТПL","4",280,0,1,9025900008,"Производимый",24]
["2023-06-06T16:44:55.024","2023-06-06",128497,"ДТПL075-0100.200.G1/2",null,"Преобразователь термоэлектрический ДТПL075-0100.200.G1/2",1513,1815.6,"Под заказ","ДТПL","4",280,0,1,9025900008,"Производимый",24]
["2023-06-06T16:44:55.024","2023-06-06",37655,"ДТПL075-0100.2000",null,"Преобразователь термоэлектрический ДТПL075-0100.2000",3210,3852,"Под заказ","ДТПL","По запросу",1,0,1,9025900008,"Производимый",24]
["2023-06-06T16:44:55.024","2023-06-06",8416,"ДТПL075-0100.250",null,"Преобразователь термоэлектрический ДТПL075-0100.250",1490,1788,"Под заказ","ДТПL","4",280,0,1,9025900008,"Производимый",24]
["2023-06-06T16:44:55.024","2023-06-06",124635,"ДТПL075-0100.250.G1/2",null,"Преобразователь термоэлектрический ДТПL075-0100.250.G1/2",1714,2056.8000000000002,"Под заказ","ДТПL","4",280,0,1,9025900008,"Производимый",24]
["2023-06-06T16:44:55.024","2023-06-06",11352,"ДТПL075-0100.250.М22Х1,5",null,"Преобразователь термоэлектрический ДТПL075-0100.250.М22Х1,5",1714,2056.8000000000002,"Под заказ","ДТПL","По запросу",1,0,1,9025900008,"Производимый",24]
["2023-06-06T16:44:55.024","2023-06-06",7363,"ДТПL075-0100.320",null,"Преобразователь термоэлектрический ДТПL075-0100.320",1490,1788,"Под заказ","ДТПL","4",280,0,1,9025900008,"Производимый",24]
["2023-06-06T16:44:55.024","2023-06-06",31383,"ДТПL075-0100.360",null,"Преобразователь термоэлектрический ДТПL075-0100.360",1490,1788,"Под заказ","ДТПL","По запросу",1,0,1,9025900008,"Производимый",24]
["2023-06-06T16:44:55.024","2023-06-06",7364,"ДТПL075-0100.400",null,"Преобразователь термоэлектрический ДТПL075-0100.400",1490,1788,"Под заказ","ДТПL","4",280,0,1,9025900008,"Производимый",24]
["2023-06-06T16:44:55.024","2023-06-06",8404,"ДТПL075-0100.500",null,"Преобразователь термоэлектрический ДТПL075-0100.500",1490,1788,"Под заказ","ДТПL","4",280,0,1,9025900008,"Производимый",24]
["2023-06-06T16:44:55.024","2023-06-06",18567,"ДТПL075-0100.60",null,"Преобразователь термоэлектрический ДТПL075-0100.60",1315,1578,"Под заказ","ДТПL","4",280,0,1,9025900008,"Производимый",24]
["2023-06-06T16:44:55.024","2023-06-06",40543,"ДТПL075-0100.600",null,"Преобразователь термоэлектрический ДТПL075-0100.600",1815,2178,"Под заказ","ДТПL","4",1,0,1,9025900008,"Производимый",24]
["2023-06-06T16:44:55.024","2023-06-06",7696,"ДТПL075-0100.630",null,"Преобразователь термоэлектрический ДТПL075-0100.630",1815,2178,"Под заказ","ДТПL","4",280,0,1,9025900008,"Производимый",24]
["2023-06-06T16:44:55.024","2023-06-06",7365,"ДТПL075-0100.80",null,"Преобразователь термоэлектрический ДТПL075-0100.80",1315,1578,"Под заказ","ДТПL","4",280,0,1,9025900008,"Производимый",24]
["2023-06-06T16:44:55.024","2023-06-06",11348,"ДТПL075-0100.80.М22Х1,5",null,"Преобразователь термоэлектрический ДТПL075-0100.80.М22Х1,5",1513,1815.6,"Под заказ","ДТПL","По запросу",1,0,1,9025900008,"Производимый",24]
["2023-06-06T16:44:55.024","2023-06-06",7862,"ДТПL075-0100.800",null,"Преобразователь термоэлектрический ДТПL075-0100.800",1815,2178,"Под заказ","ДТПL","4",280,0,1,9025900008,"Производимый",24]
["2023-06-06T16:44:55.024","2023-06-06",38465,"ДТПL075-0110.100",null,"Преобразователь термоэлектрический ДТПL075-0110.100",2465,2958,"Под заказ","ДТПL","4",396,0,1,9025900008,"Производимый",24]
["2023-06-06T16:44:55.024","2023-06-06",30243,"ДТПL075-0110.120",null,"Преобразователь термоэлектрический ДТПL075-0110.120",2465,2958,"Под заказ","ДТПL","По запросу",1,0,1,9025900008,"Производимый",24]
["2023-06-06T16:44:55.024","2023-06-06",19899,"ДТПL075-0110.160",null,"Преобразователь термоэлектрический ДТПL075-0110.160",2465,2958,"Под заказ","ДТПL","4",305,0,1,9025900008,"Производимый",24]
["2023-06-06T16:44:55.024","2023-06-06",48307,"ДТПL075-0110.180",null,"Преобразователь термоэлектрический ДТПL075-0110.180",2465,2958,"Под заказ","ДТПL","4",283,0,1,9025900008,"Производимый",24]
["2023-06-06T16:44:55.024","2023-06-06",20256,"ДТПL075-0110.200",null,"Преобразователь термоэлектрический ДТПL075-0110.200",2465,2958,"Под заказ","ДТПL","4",264,0,1,9025900008,"Производимый",24]
["2023-06-06T16:44:55.024","2023-06-06",80926,"ДТПL075-0110.2000",null,"Преобразователь термоэлектрический ДТПL075-0110.2000",4415,5298,"Под заказ","ДТПL","4",87,0,1,9025900008,"Производимый",24]
["2023-06-06T16:44:55.024","2023-06-06",30262,"ДТПL075-0110.250",null,"Преобразователь термоэлектрический ДТПL075-0110.250",2785,3342,"Под заказ","ДТПL","4",226,0,1,9025900008,"Производимый",24]
["2023-06-06T16:44:55.024","2023-06-06",16370,"ДТПL075-0110.320",null,"Преобразователь термоэлектрический ДТПL075-0110.320",2785,3342,"Под заказ","ДТПL","4",189,0,1,9025900008,"Производимый",24]
["2023-06-06T16:44:55.024","2023-06-06",16515,"ДТПL075-0110.400",null,"Преобразователь термоэлектрический ДТПL075-0110.400",2785,3342,"Под заказ","ДТПL","По запросу",1,0,1,9025900008,"Производимый",24]
["2023-06-06T16:44:55.024","2023-06-06",76968,"ДТПL075-0110.500",null,"Преобразователь термоэлектрический ДТПL075-0110.500",2785,3342,"Под заказ","ДТПL","4",304,0,1,9025900008,"Производимый",24]
["2023-06-06T16:44:55.024","2023-06-06",37096,"ДТПL075-0110.60",null,"Преобразователь термоэлектрический ДТПL075-0110.60",2465,2958,"Под заказ","ДТПL","4",495,0,1,9025900008,"Производимый",24]
["2023-06-06T16:44:55.024","2023-06-06",19900,"ДТПL075-0110.80",null,"Преобразователь термоэлектрический ДТПL075-0110.80",2465,2958,"Под заказ","ДТПL","По запросу",1,0,1,9025900008,"Производимый",24]
["2023-06-06T16:44:55.024","2023-06-06",30140,"ДТПL075-0110.80.G1/2",null,"Преобразователь термоэлектрический ДТПL075-0110.80.G1/2",2835,3402,"Под заказ","ДТПL","По запросу",1,0,1,9025900008,"Производимый",24]
["2023-06-06T16:44:55.024","2023-06-06",30713,"ДТПL075-0110.800",null,"Преобразователь термоэлектрический ДТПL075-0110.800",3120,3744,"Под заказ","ДТПL","4",203,0,1,9025900008,"Производимый",24]
["2023-06-06T16:44:55.024","2023-06-06",30797,"ДТПL075-0200.100",null,"Преобразователь термоэлектрический ДТПL075-0200.100",1575,1890,"Под заказ","ДТПL","По запросу",1,0,1,9025900008,"Производимый",24]
["2023-06-06T16:44:55.024","2023-06-06",43651,"ДТПL075-0200.320",null,"Преобразователь термоэлектрический ДТПL075-0200.320",1800,2160,"Под заказ","ДТПL","По запросу",1,0,1,9025900008,"Производимый",24]
["2023-06-06T16:44:55.024","2023-06-06",117107,"ДТПL075-0200.400",null,"Преобразователь термоэлектрический ДТПL075-0200.400",1800,2160,"Под заказ","ДТПL","4",280,0,1,9025900008,"Производимый",24]
["2023-06-06T16:44:55.024","2023-06-06",42748,"ДТПL075-0200.500",null,"Преобразователь термоэлектрический ДТПL075-0200.500",1800,2160,"Под заказ","ДТПL","По запросу",1,0,1,9025900008,"Производимый",24]
["2023-06-06T16:44:55.024","2023-06-06",69610,"ДТПL075-0200.60",null,"Преобразователь термоэлектрический ДТПL075-0200.60",1575,1890,"Под заказ","ДТПL","По запросу",1,0,1,9025900008,"Производимый",24]
["2023-06-06T16:44:55.024","2023-06-06",127748,"ДТПL075-071Т.60",null,"Преобразователь термоэлектрический ДТПL075-071Т.60",3930,4716,"Под заказ","ДТПL","6",53,0,1,9025900008,"Производимый",24]
["2023-06-06T16:44:55.024","2023-06-06",65457,"ДТПL085-0100.1400",null,"Преобразователь термоэлектрический ДТПL085-0100.1400",3210,3852,"Под заказ","ДТПL","По запросу",1,0,1,9025900008,"Производимый",24]
["2023-06-06T16:44:55.024","2023-06-06",39939,"ДТПL085-0100.60",null,"Преобразователь термоэлектрический ДТПL085-0100.60",1315,1578,"Под заказ","ДТПL","По запросу",1,0,1,9025900008,"Производимый",24]
["2023-06-06T16:44:55.024","2023-06-06",133621,"ДТПL094-00.100/1,7К",null,"Преобразователь термоэлектрический ДТПL094-00.100/1,7К",1060,1272,"Под заказ","ДТПL","4",1,0,1,9025900008,"Производимый",24]
["2023-06-06T16:44:55.024","2023-06-06",10375,"ДТПL094-00.120/2",null,"Преобразователь термоэлектрический ДТПL094-00.120/2",1150,1380,"Под заказ","ДТПL","4",935,0,1,9025900008,"Производимый",24]
["2023-06-06T16:44:55.024","2023-06-06",31093,"ДТПL094-00.160/6",null,"Преобразователь термоэлектрический ДТПL094-00.160/6",2350,2820,"Под заказ","ДТПL","По запросу",1,0,1,9025900008,"Производимый",24]
["2023-06-06T16:44:55.024","2023-06-06",9128,"ДТПL094-00.200/2",null,"Преобразователь термоэлектрический ДТПL094-00.200/2",1150,1380,"Под заказ","ДТПL","4",901,0,1,9025900008,"Производимый",24]
["2023-06-06T16:44:55.024","2023-06-06",7472,"ДТПL094-00.320/1,5",null,"Преобразователь термоэлектрический ДТПL094-00.320/1,5",1190,1428,"Под заказ","ДТПL","По запросу",1,0,1,9025900008,"Производимый",24]
["2023-06-06T16:44:55.024","2023-06-06",79807,"ДТПL094-00.60/0,2К",null,"Преобразователь термоэлектрический ДТПL094-00.60/0,2К",550,660,"Под заказ","ДТПL","4",1,0,1,9025900008,"Производимый",24]
["2023-06-06T16:44:55.024","2023-06-06",7141,"ДТПL094-00.60/6",null,"Преобразователь термоэлектрический ДТПL094-00.60/6",2350,2820,"Под заказ","ДТПL","По запросу",1,0,1,9025900008,"Производимый",24]
["2023-06-06T16:44:55.024","2023-06-06",60067,"ДТПL094-00.80/0,4",null,"Преобразователь термоэлектрический ДТПL094-00.80/0,4",670,804,"Под заказ","ДТПL","По запросу",1,0,1,9025900008,"Производимый",24]
["2023-06-06T16:44:55.024","2023-06-06",18944,"ДТПL094-00.80/6",null,"Преобразователь термоэлектрический ДТПL094-00.80/6",2350,2820,"Под заказ","ДТПL","По запросу",1,0,1,9025900008,"Производимый",24]
["2023-06-06T16:44:55.024","2023-06-06",20571,"ДТПL094-01.60/0,7",null,"Преобразователь термоэлектрический ДТПL094-01.60/0,7",795,954,"Под заказ","ДТПL","По запросу",1,0,1,9025900008,"Производимый",24]
["2023-06-06T16:44:55.024","2023-06-06",35769,"ДТПL094-10.120/2",null,"Преобразователь термоэлектрический ДТПL094-10.120/2",1150,1380,"Под заказ","ДТПL","По запросу",1,0,1,9025900008,"Производимый",24]
["2023-06-06T16:44:55.024","2023-06-06",49399,"ДТПL094Э1-00.120/1,5",null,"Преобразователь термоэлектрический ДТПL094Э1-00.120/1,5",1000,1200,"Под заказ","ДТПL","По запросу",1,0,1,9025900008,"Производимый",24]
["2023-06-06T16:44:55.024","2023-06-06",19473,"ДТПL095-1100.400",null,"Преобразователь термоэлектрический ДТПL095-1100.400",1490,1788,"Под заказ","ДТПL","По запросу",1,0,1,9025900008,"Производимый",24]
["2023-06-06T16:44:55.024","2023-06-06",111978,"ДТПL104-00.100/2К",null,"Преобразователь термоэлектрический ДТПL104-00.100/2К",1150,1380,"Под заказ","ДТПL","4",1,0,1,9025900008,"Производимый",24]
["2023-06-06T16:44:55.024","2023-06-06",41977,"ДТПL104-00.120/9",null,"Преобразователь термоэлектрический ДТПL104-00.120/9",3250,3900,"Под заказ","ДТПL","По запросу",1,0,1,9025900008,"Производимый",24]
["2023-06-06T16:44:55.024","2023-06-06",8535,"ДТПL104-00.320/2",null,"Преобразователь термоэлектрический ДТПL104-00.320/2",1340,1608,"Под заказ","ДТПL","4",855,0,1,9025900008,"Производимый",24]
["2023-06-06T16:44:55.024","2023-06-06",39334,"ДТПL104-00.60/5",null,"Преобразователь термоэлектрический ДТПL104-00.60/5",2050,2460,"Под заказ","ДТПL","По запросу",1,0,1,9025900008,"Производимый",24]
["2023-06-06T16:44:55.024","2023-06-06",59143,"ДТПL104-00.800/10",null,"Преобразователь термоэлектрический ДТПL104-00.800/10",4275,5130,"Под заказ","ДТПL","4",185,0,1,9025900008,"Производимый",24]
["2023-06-06T16:44:55.024","2023-06-06",7883,"ДТПL105-0100.200",null,"Преобразователь термоэлектрический ДТПL105-0100.200",1315,1578,"Под заказ","ДТПL","4",280,0,1,9025900008,"Производимый",24]
["2023-06-06T16:44:55.024","2023-06-06",17686,"ДТПL105-0110.160",null,"Преобразователь термоэлектрический ДТПL105-0110.160",2465,2958,"Под заказ","ДТПL","4",440,0,1,9025900008,"Производимый",24]
["2023-06-06T16:44:55.024","2023-06-06",30572,"ДТПL105-0110.500",null,"Преобразователь термоэлектрический ДТПL105-0110.500",2785,3342,"Под заказ","ДТПL","4",351,0,1,9025900008,"Производимый",24]
["2023-06-06T16:44:55.024","2023-06-06",57935,"ДТПL105Л-0100.60",null,"Преобразователь термоэлектрический ДТПL105Л-0100.60",1315,1578,"Под заказ","ДТПL","По запросу",1,0,1,9025900008,"Производимый",24]
["2023-06-06T16:44:55.024","2023-06-06",46364,"ДТПL114-00.200/1,5",null,"Преобразователь термоэлектрический ДТПL114-00.200/1,5",1000,1200,"Под заказ","ДТПL","4",966,0,1,9025900008,"Производимый",24]
["2023-06-06T16:44:55.024","2023-06-06",72285,"ДТПL114-00.500/2",null,"Преобразователь термоэлектрический ДТПL114-00.500/2",1340,1608,"Под заказ","ДТПL","По запросу",1,0,1,9025900008,"Производимый",24]
["2023-06-06T16:44:55.024","2023-06-06",36126,"ДТПL114-00.630/2,5К",null,"Преобразователь термоэлектрический ДТПL114-00.630/2,5К",2025,2430,"Под заказ","ДТПL","По запросу",1,0,1,9025900008,"Производимый",24]
["2023-06-06T16:44:55.024","2023-06-06",70296,"ДТПL115-0710.1000/320",null,"Преобразователь термоэлектрический ДТПL115-0710.1000/320",8900,10680,"Под заказ","ДТПL","По запросу",1,0,1,9025900008,"Производимый",60]
["2023-06-06T16:44:55.024","2023-06-06",55926,"ДТПL124-00.10/1,5К.М12Х1,5",null,"Преобразователь термоэлектрический ДТПL124-00.10/1,5К.М12Х1,5",1503,1803.6,"Под заказ","ДТПL","По запросу",1,0,1,9025900008,"Производимый",24]
["2023-06-06T16:44:55.024","2023-06-06",7960,"ДТПL124-00.10/4К",null,"Преобразователь термоэлектрический ДТПL124-00.10/4К",2115,2538,"Под заказ","ДТПL","4",1,0,1,9025900008,"Производимый",24]
["2023-06-06T16:44:55.024","2023-06-06",45696,"ДТПL124-00.100/1",null,"Преобразователь термоэлектрический ДТПL124-00.100/1",1215,1458,"Под заказ","ДТПL","4",300,0,1,9025900008,"Производимый",24]
["2023-06-06T16:44:55.024","2023-06-06",36979,"ДТПL124-00.120/7",null,"Преобразователь термоэлектрический ДТПL124-00.120/7",3015,3618,"Под заказ","ДТПL","По запросу",1,0,1,9025900008,"Производимый",24]
["2023-06-06T16:44:55.024","2023-06-06",16578,"ДТПL124-00.160/0,2К",null,"Преобразователь термоэлектрический ДТПL124-00.160/0,2К",915,1098,"Под заказ","ДТПL","По запросу",1,0,1,9025900008,"Производимый",24]
["2023-06-06T16:44:55.024","2023-06-06",9920,"ДТПL124-00.160/5К",null,"Преобразователь термоэлектрический ДТПL124-00.160/5К",2415,2898,"Под заказ","ДТПL","4",1,0,1,9025900008,"Производимый",24]
["2023-06-06T16:44:55.024","2023-06-06",15575,"ДТПL124-00.200/2,5К",null,"Преобразователь термоэлектрический ДТПL124-00.200/2,5К",1665,1998,"Под заказ","ДТПL","По запросу",1,0,1,9025900008,"Производимый",24]
["2023-06-06T16:44:55.024","2023-06-06",59099,"ДТПL124-00.32/1,5.М12Х1,5",null,"Преобразователь термоэлектрический ДТПL124-00.32/1,5.М12Х1,5",1503,1803.6,"Под заказ","ДТПL","4",300,0,1,9025900008,"Производимый",24]
["2023-06-06T16:44:55.024","2023-06-06",108414,"ДТПL124-00.32/3,5",null,"Преобразователь термоэлектрический ДТПL124-00.32/3,5",1965,2358,"Под заказ","ДТПL","4",300,0,1,9025900008,"Производимый",24]
["2023-06-06T16:44:55.024","2023-06-06",91337,"ДТПL124-00.320/0,5К",null,"Преобразователь термоэлектрический ДТПL124-00.320/0,5К",1435,1722,"Под заказ","ДТПL","4",1,0,1,9025900008,"Производимый",24]
["2023-06-06T16:44:55.024","2023-06-06",9223,"ДТПL124-00.40/6К",null,"Преобразователь термоэлектрический ДТПL124-00.40/6К",2715,3258,"Под заказ","ДТПL","4",1,0,1,9025900008,"Производимый",24]
["2023-06-06T16:44:55.024","2023-06-06",8603,"ДТПL124-00.500/3К",null,"Преобразователь термоэлектрический ДТПL124-00.500/3К",2185,2622,"Под заказ","ДТПL","По запросу",1,0,1,9025900008,"Производимый",24]
["2023-06-06T16:44:55.024","2023-06-06",7769,"ДТПL124-00.60/2,5К",null,"Преобразователь термоэлектрический ДТПL124-00.60/2,5К",1665,1998,"Под заказ","ДТПL","4",1,0,1,9025900008,"Производимый",24]
["2023-06-06T16:44:55.024","2023-06-06",15584,"ДТПL124-00.80/4.G1/2",null,"Преобразователь термоэлектрический ДТПL124-00.80/4.G1/2",2253,2703.6,"Под заказ","ДТПL","По запросу",1,0,1,9025900008,"Производимый",24]
["2023-06-06T16:44:55.024","2023-06-06",57865,"ДТПL124-01.10/3",null,"Преобразователь термоэлектрический ДТПL124-01.10/3",1965,2358,"Под заказ","ДТПL","4",41,0,1,9025900008,"Производимый",24]
["2023-06-06T16:44:55.024","2023-06-06",16377,"ДТПL124-10.120/1,5К",null,"Преобразователь термоэлектрический ДТПL124-10.120/1,5К",1365,1638,"Под заказ","ДТПL","4",1,0,1,9025900008,"Производимый",24]
["2023-06-06T16:44:55.024","2023-06-06",44374,"ДТПL124-10.60/0,2",null,"Преобразователь термоэлектрический ДТПL124-10.60/0,2",915,1098,"Под заказ","ДТПL","По запросу",1,0,1,9025900008,"Производимый",24]
["2023-06-06T16:44:55.024","2023-06-06",17176,"ДТПL124Э-00.10/3",null,"Преобразователь термоэлектрический ДТПL124Э-00.10/3",1815,2178,"Под заказ","ДТПL","По запросу",1,0,1,9025900008,"Производимый",24]
["2023-06-06T16:44:55.024","2023-06-06",69112,"ДТПL125-0710.1250",null,"Преобразователь термоэлектрический ДТПL125-0710.1250",7470,8964,"Под заказ","ДТПL","6",35,0,1,9025900008,"Производимый",60]
["2023-06-06T16:44:55.024","2023-06-06",85625,"ДТПL125Э1-0710.1000",null,"Преобразователь термоэлектрический ДТПL125Э1-0710.1000",6625,7950,"Под заказ","ДТПL","По запросу",1,0,1,9025900008,"Производимый",60]
["2023-06-06T16:44:55.024","2023-06-06",49068,"ДТПL134-00.200/1К",null,"Преобразователь термоэлектрический ДТПL134-00.200/1К",1215,1458,"Под заказ","ДТПL","По запросу",1,0,1,9025900008,"Производимый",24]
["2023-06-06T16:44:55.024","2023-06-06",59418,"ДТПL134-00.40/0,2К",null,"Преобразователь термоэлектрический ДТПL134-00.40/0,2К",915,1098,"Под заказ","ДТПL","По запросу",1,0,1,9025900008,"Производимый",24]
["2023-06-06T16:44:55.024","2023-06-06",21648,"ДТПL134-01.32/3",null,"Преобразователь термоэлектрический ДТПL134-01.32/3",1965,2358,"Под заказ","ДТПL","По запросу",1,0,1,9025900008,"Производимый",24]
["2023-06-06T16:44:55.024","2023-06-06",83288,"ДТПL144-00.120/5К",null,"Преобразователь термоэлектрический ДТПL144-00.120/5К",2415,2898,"Под заказ","ДТПL","4",1,0,1,9025900008,"Производимый",24]
["2023-06-06T16:44:55.024","2023-06-06",21142,"ДТПL144-00.40/1",null,"Преобразователь термоэлектрический ДТПL144-00.40/1",1215,1458,"Под заказ","ДТПL","По запросу",1,0,1,9025900008,"Производимый",24]
["2023-06-06T16:44:55.024","2023-06-06",51066,"ДТПL154-00.80/0,2",null,"Преобразователь термоэлектрический ДТПL154-00.80/0,2",915,1098,"Под заказ","ДТПL","4",600,0,1,9025900008,"Производимый",24]
["2023-06-06T16:44:55.024","2023-06-06",106505,"ДТПL185-0100.1600",null,"Преобразователь термоэлектрический ДТПL185-0100.1600",3210,3852,"Под заказ","ДТПL","4",252,0,1,9025900008,"Производимый",24]
["2023-06-06T16:44:55.024","2023-06-06",20242,"ДТПL185-0100.320",null,"Преобразователь термоэлектрический ДТПL185-0100.320",1490,1788,"Под заказ","ДТПL","4",280,0,1,9025900008,"Производимый",24]
["2023-06-06T16:44:55.024","2023-06-06",66665,"ДТПL194-00.200/2К",null,"Преобразователь термоэлектрический ДТПL194-00.200/2К",1515,1818,"Под заказ","ДТПL","4",1,0,1,9025900008,"Производимый",24]
["2023-06-06T16:44:55.024","2023-06-06",46540,"ДТПL195-0100.300",null,"Преобразователь термоэлектрический ДТПL195-0100.300",1490,1788,"Под заказ","ДТПL","По запросу",1,0,1,9025900008,"Производимый",24]
["2023-06-06T16:44:55.024","2023-06-06",43814,"ДТПL204Э-00.65/1",null,"Преобразователь термоэлектрический ДТПL204Э-00.65/1",1215,1458,"Под заказ","ДТПL","По запросу",1,0,1,9025900008,"Производимый",24]
["2023-06-06T16:44:55.024","2023-06-06",87690,"ДТПL215-0100.160",null,"Преобразователь термоэлектрический ДТПL215-0100.160",1315,1578,"Под заказ","ДТПL","4",280,0,1,9025900008,"Производимый",24]
["2023-06-06T16:44:55.024","2023-06-06",36139,"ДТПL265-0100.80",null,"Преобразователь термоэлектрический ДТПL265-0100.80",1315,1578,"Под заказ","ДТПL","4",280,0,1,9025900008,"Производимый",24]
["2023-06-06T16:44:55.024","2023-06-06",66403,"ДТПL265-1100.250",null,"Преобразователь термоэлектрический ДТПL265-1100.250",1490,1788,"Под заказ","ДТПL","По запросу",1,0,1,9025900008,"Производимый",24]
["2023-06-06T16:44:55.024","2023-06-06",83032,"ДТПL275-1700.250",null,"Преобразователь термоэлектрический ДТПL275-1700.250",3375,4050,"Под заказ","ДТПL","6",59,0,1,9025900008,"Производимый",60]
["2023-06-06T16:44:55.024","2023-06-06",69620,"ДТПL285-0700.2500",null,"Преобразователь термоэлектрический ДТПL285-0700.2500",5999,7198.8,"Под заказ","ДТПL","6",17,0,1,9025900008,"Производимый",60]
["2023-06-06T16:44:55.024","2023-06-06",71048,"ДТПL285-0710.600",null,"Преобразователь термоэлектрический ДТПL285-0710.600",4685,5622,"Под заказ","ДТПL","6",58,0,1,9025900008,"Производимый",60]
["2023-06-06T16:44:55.024","2023-06-06",87537,"ДТПL344-07.100/0,2К",null,"Преобразователь термоэлектрический ДТПL344-07.100/0,2К",1770,2124,"Под заказ","ДТПL","6",1,0,1,9025900008,"Производимый",60]
["2023-06-06T16:44:55.024","2023-06-06",87703,"ДТПL344-07.130/0,8К",null,"Преобразователь термоэлектрический ДТПL344-07.130/0,8К",2110,2532,"Под заказ","ДТПL","6",1,0,1,9025900008,"Производимый",60]
["2023-06-06T16:44:55.024","2023-06-06",126269,"ДТПL344-07.180/2,2К",null,"Преобразователь термоэлектрический ДТПL344-07.180/2,2К",2705,3246,"Под заказ","ДТПL","6",1,0,1,9025900008,"Производимый",24]
["2023-06-06T16:44:55.024","2023-06-06",95339,"ДТПL344-07.70/1,0К",null,"Преобразователь термоэлектрический ДТПL344-07.70/1,0К",2195,2634,"Под заказ","ДТПL","6",1,0,1,9025900008,"Производимый",60]
["2023-06-06T16:44:55.024","2023-06-06",84034,"ДТПL344-07.800/1,0К",null,"Преобразователь термоэлектрический ДТПL344-07.800/1,0К",3960,4752,"Под заказ","ДТПL","По запросу",1,0,1,9025900008,"Производимый",60]
["2023-06-06T16:44:55.024","2023-06-06",97932,"ДТПL365-0710.130",null,"Преобразователь термоэлектрический ДТПL365-0710.130",10385,12462,"Под заказ","ДТПL","По запросу",1,0,1,9025900008,"Производимый",60]
["2023-06-06T16:44:55.024","2023-06-06",97657,"ДТПL454-05.600/1,0К",null,"Преобразователь термоэлектрический ДТПL454-05.600/1,0К",3970,4764,"Под заказ","ДТПL","6",1,0,1,9025900008,"Производимый",60]
["2023-06-06T16:44:55.024","2023-06-06",115202,"ДТПL554-00.39/3",null,"Преобразователь термоэлектрический ДТПL554-00.39/3",1815,2178,"Под заказ","ДТПL","4",660,0,1,9025900008,"Производимый",24]
["2023-06-06T16:44:55.024","2023-06-06",129862,"ДТПL564-00.58/2",null,"Преобразователь термоэлектрический ДТПL564-00.58/2",1515,1818,"Под заказ","ДТПL","4",24,0,1,9025900008,"Производимый",24]
["2023-06-06T16:44:55.024","2023-06-06",134582,"ДТПL724-07.100/2,0К",null,"Преобразователь термоэлектрический ДТПL724-07.100/2,0К",3760,4512,"Под заказ","ДТПL","6",1,0,1,9025900008,"Производимый",24]
["2023-06-06T16:44:55.024","2023-06-06",81893,"2ДТПL064-00.120/3.ЕХI-Т4",null,"Преобразователь термоэлектрический 2ДТПL064-00.120/3.ЕХI-Т4",3630,4356,"Под заказ","ДТПL Exi","По запросу",1,0,1,9025900008,"Производимый",24]
["2023-06-06T16:44:55.024","2023-06-06",75861,"ДТПL024-10.30/20.ЕХI-Т6",null,"Преобразователь термоэлектрический ДТПL024-10.30/20.ЕХI-Т6",7100,8520,"Под заказ","ДТПL Exi","По запросу",1,0,1,9025900008,"Производимый",24]
["2023-06-06T16:44:55.024","2023-06-06",114953,"ДТПL034-00.25/2.ЕХI-Т2",null,"Преобразователь термоэлектрический ДТПL034-00.25/2.ЕХI-Т2",1700,2040,"Под заказ","ДТПL Exi","4",913,0,1,9025900008,"Производимый",24]
["2023-06-06T16:44:55.024","2023-06-06",118483,"ДТПL035-0110.630.ЕХI-Т1",null,"Преобразователь термоэлектрический ДТПL035-0110.630.ЕХI-Т1",6240,7488,"Под заказ","ДТПL Exi","По запросу",1,0,1,9025900008,"Производимый",24]
["2023-06-06T16:44:55.024","2023-06-06",129269,"ДТПL045Л-0110.800.ЕХI-Т2",null,"Преобразователь термоэлектрический ДТПL045Л-0110.800.ЕХI-Т2",6240,7488,"Под заказ","ДТПL Exi","По запросу",1,0,1,9025900008,"Производимый",24]
["2023-06-06T16:44:55.024","2023-06-06",81286,"ДТПL064-00.120/3.ЕХI-Т4",null,"Преобразователь термоэлектрический ДТПL064-00.120/3.ЕХI-Т4",2730,3276,"Под заказ","ДТПL Exi","4",637,0,1,9025900008,"Производимый",24]
["2023-06-06T16:44:55.024","2023-06-06",125319,"ДТПL075-0100.800.ЕХI-Т1",null,"Преобразователь термоэлектрический ДТПL075-0100.800.ЕХI-Т1",3630,4356,"Под заказ","ДТПL Exi","4",280,0,1,9025900008,"Производимый",24]
["2023-06-06T16:44:55.024","2023-06-06",84700,"ДТПL265-0110.160.ЕХI-Т5",null,"Преобразователь термоэлектрический ДТПL265-0110.160.ЕХI-Т5",4930,5916,"Под заказ","ДТПL Exi","По запросу",1,0,1,9025900008,"Производимый",24]
["2023-06-06T16:44:55.024","2023-06-06",105802,"ДТПL285-0710.250.ЕХI-Т1",null,"Преобразователь термоэлектрический ДТПL285-0710.250.ЕХI-Т1",8540,10248,"Под заказ","ДТПL Exi","6",106,0,1,9025900008,"Производимый",24]
["2023-06-06T16:44:55.024","2023-06-06",127486,"ДТПL365-1710.100.ЕХI-Т2",null,"Преобразователь термоэлектрический ДТПL365-1710.100.ЕХI-Т2",20770,24924,"Под заказ","ДТПL Exi","6",1,0,1,9025900008,"Производимый",24]
["2023-06-06T16:44:55.024","2023-06-06",135386,"2ДТПN275-0918.400.1",null,"Преобразователь термоэлектрический 2ДТПN275-0918.400.1",13500,16200,"Под заказ","ДТПN","6",4,0,1,9025900008,"Производимый",24]
["2023-06-06T16:44:55.024","2023-06-06",112421,"ДТПN081-09.200/0.1",null,"Преобразователь термоэлектрический ДТПN081-09.200/0.1",4050,4860,"Под заказ","ДТПN","6",108,0,1,9025900008,"Производимый",24]
["2023-06-06T16:44:55.024","2023-06-06",94333,"ДТПN091-19.200/0.1",null,"Преобразователь термоэлектрический ДТПN091-19.200/0.1",4050,4860,"Под заказ","ДТПN","6",108,0,1,9025900008,"Производимый",24]
["2023-06-06T16:44:55.024","2023-06-06",103766,"ДТПN125-0915.800.1",null,"Преобразователь термоэлектрический ДТПN125-0915.800.1",12070,14484,"Под заказ","ДТПN","6",26,0,1,9025900008,"Производимый",24]
["2023-06-06T16:44:55.024","2023-06-06",77162,"ДТПN145-0919.1250.1",null,"Преобразователь термоэлектрический ДТПN145-0919.1250.1",18990,22788,"Под заказ","ДТПN","6",5,0,1,9025900008,"Производимый",24]
["2023-06-06T16:44:55.024","2023-06-06",87472,"ДТПN145-1919.1000.1",null,"Преобразователь термоэлектрический ДТПN145-1919.1000.1",18485,22182,"Под заказ","ДТПN","6",5,0,1,9025900008,"Производимый",24]
["2023-06-06T16:44:55.024","2023-06-06",112607,"ДТПN165-0919.630.1",null,"Преобразователь термоэлектрический ДТПN165-0919.630.1",16710,20052,"Под заказ","ДТПN","6",4,0,1,9025900008,"Производимый",24]
["2023-06-06T16:44:55.024","2023-06-06",66591,"ДТПN275-0918.5500.1",null,"Преобразователь термоэлектрический ДТПN275-0918.5500.1",35750,42900,"Под заказ","ДТПN","По запросу",1,0,1,9025900008,"Производимый",24]
["2023-06-06T16:44:55.024","2023-06-06",61622,"ДТПN275-1918.100.1",null,"Преобразователь термоэлектрический ДТПN275-1918.100.1",4985,5982,"Под заказ","ДТПN","По запросу",1,0,1,9025900008,"Производимый",24]
["2023-06-06T16:44:55.024","2023-06-06",127012,"ДТПN284-09.390/0.1",null,"Преобразователь термоэлектрический ДТПN284-09.390/0.1",6735,8082,"Под заказ","ДТПN","6",8,0,1,9025900008,"Производимый",24]
["2023-06-06T16:44:55.024","2023-06-06",125475,"ДТПN285-0918.450.1",null,"Преобразователь термоэлектрический ДТПN285-0918.450.1",11140,13368,"Под заказ","ДТПN","6",115,0,1,9025900008,"Производимый",24]
["2023-06-06T16:44:55.024","2023-06-06",70834,"ДТПN295-0918.1300.1",null,"Преобразователь термоэлектрический ДТПN295-0918.1300.1",21015,25218,"Под заказ","ДТПN","По запросу",1,0,1,9025900008,"Производимый",24]
["2023-06-06T16:44:55.024","2023-06-06",76526,"ДТПN365-0918.300.1",null,"Преобразователь термоэлектрический ДТПN365-0918.300.1",11140,13368,"Под заказ","ДТПN","6",286,0,1,9025900008,"Производимый",24]
["2023-06-06T16:44:55.024","2023-06-06",77370,"ДТПN365-0918.630.1",null,"Преобразователь термоэлектрический ДТПN365-0918.630.1",14850,17820,"Под заказ","ДТПN","6",163,0,1,9025900008,"Производимый",24]
["2023-06-06T16:44:55.024","2023-06-06",101006,"ДТПN444-09.120/5,0С.1",null,"Преобразователь термоэлектрический ДТПN444-09.120/5,0С.1",6075,7290,"Под заказ","ДТПN","45",13,0,1,9025900008,"Производимый",24]
["2023-06-06T16:44:55.024","2023-06-06",117347,"ДТПN444-09.1400/8,0С.1",null,"Преобразователь термоэлектрический ДТПN444-09.1400/8,0С.1",16484,19780.8,"Под заказ","ДТПN","45",8,0,1,9025900008,"Производимый",24]
["2023-06-06T16:44:55.024","2023-06-06",84586,"ДТПN444-09.170/1,0С.1",null,"Преобразователь термоэлектрический ДТПN444-09.170/1,0С.1",3915,4698,"Под заказ","ДТПN","45",65,0,1,9025900008,"Производимый",24]
["2023-06-06T16:44:55.024","2023-06-06",85992,"ДТПN444-09.200/3,0С.1",null,"Преобразователь термоэлектрический ДТПN444-09.200/3,0С.1",4995,5994,"Под заказ","ДТПN","45",22,0,1,9025900008,"Производимый",24]
["2023-06-06T16:44:55.024","2023-06-06",126399,"ДТПN444-09.300/3,0К.1",null,"Преобразователь термоэлектрический ДТПN444-09.300/3,0К.1",7695,9234,"Под заказ","ДТПN","6",32,0,1,9025900008,"Производимый",24]
["2023-06-06T16:44:55.024","2023-06-06",106604,"ДТПN444-09.330/0,2С.1",null,"Преобразователь термоэлектрический ДТПN444-09.330/0,2С.1",6075,7290,"Под заказ","ДТПN","45",240,0,1,9025900008,"Производимый",24]
["2023-06-06T16:44:55.024","2023-06-06",98160,"ДТПN444-09.390/0,8К.1",null,"Преобразователь термоэлектрический ДТПN444-09.390/0,8К.1",6507,7808.4,"Под заказ","ДТПN","По запросу",1,0,1,9025900008,"Производимый",24]
["2023-06-06T16:44:55.024","2023-06-06",133391,"ДТПN444-09.60/2,0К.1",null,"Преобразователь термоэлектрический ДТПN444-09.60/2,0К.1",4455,5346,"Под заказ","ДТПN","6",48,0,1,9025900008,"Производимый",24]
["2023-06-06T16:44:55.024","2023-06-06",83204,"ДТПN444-09.700/0,5С.1",null,"Преобразователь термоэлектрический ДТПN444-09.700/0,5С.1",10610,12732,"Под заказ","ДТПN","По запросу",1,0,1,9025900008,"Производимый",24]
["2023-06-06T16:44:55.024","2023-06-06",94003,"ДТПN444-09.80/5,0С.1",null,"Преобразователь термоэлектрический ДТПN444-09.80/5,0С.1",6075,7290,"Под заказ","ДТПN","45",13,0,1,9025900008,"Производимый",24]
["2023-06-06T16:44:55.024","2023-06-06",127708,"ДТПN444-19.70/1,0К.1",null,"Преобразователь термоэлектрический ДТПN444-19.70/1,0К.1",3915,4698,"Под заказ","ДТПN","6",94,0,1,9025900008,"Производимый",24]
["2023-06-06T16:44:55.024","2023-06-06",57957,"2ДТПК015Л-1110.1000",null,"Преобразователь термоэлектрический 2ДТПК015Л-1110.1000",3645,4374,"Под заказ","ДТПК","4",5,0,1,9025900008,"Производимый",24]
["2023-06-06T16:44:55.024","2023-06-06",36718,"2ДТПК025Л-0100.800",null,"Преобразователь термоэлектрический 2ДТПК025Л-0100.800",1635,1962,"Под заказ","ДТПК","4",345,0,1,9025900008,"Производимый",24]
["2023-06-06T16:44:55.024","2023-06-06",59415,"2ДТПК055Л-0100.400",null,"Преобразователь термоэлектрический 2ДТПК055Л-0100.400",1960,2352,"Под заказ","ДТПК","По запросу",1,0,1,9025900008,"Производимый",24]
["2023-06-06T16:44:55.024","2023-06-06",63257,"2ДТПК085Л-0111.800",null,"Преобразователь термоэлектрический 2ДТПК085Л-0111.800",5165,6198,"Под заказ","ДТПК","4",6,0,1,9025900008,"Производимый",24]
["2023-06-06T16:44:55.024","2023-06-06",106290,"2ДТПК115-0910.200/500.1",null,"Преобразователь термоэлектрический 2ДТПК115-0910.200/500.1",5585,6702,"Под заказ","ДТПК","6",14,0,1,9025900008,"Производимый",24]
["2023-06-06T16:44:55.024","2023-06-06",123825,"2ДТПК125-0915.400.1",null,"Преобразователь термоэлектрический 2ДТПК125-0915.400.1",7015,8418,"Под заказ","ДТПК","6",8,0,1,9025900008,"Производимый",24]
["2023-06-06T16:44:55.024","2023-06-06",77460,"2ДТПК185Л-0111.1000",null,"Преобразователь термоэлектрический 2ДТПК185Л-0111.1000",5345,6414,"Под заказ","ДТПК","4",5,0,1,9025900008,"Производимый",24]
["2023-06-06T16:44:55.024","2023-06-06",119077,"ДТПК011-0,3/10","М01","Преобразователь термоэлектрический ДТПК011-0,3/10",3215,3858,"Под заказ","ДТПК","4",1,0,1,9025900008,"Производимый",24]
["2023-06-06T16:44:55.024","2023-06-06",9089,"ДТПК011-0,5/2,5",null,"Преобразователь термоэлектрический ДТПК011-0,5/2,5",965,1158,"Под заказ","ДТПК","4",926,0,1,9025900008,"Производимый",24]
["2023-06-06T16:44:55.024","2023-06-06",38566,"ДТПК011-0,5/4",null,"Преобразователь термоэлектрический ДТПК011-0,5/4",1415,1698,"Стандартный","ДТПК","4",580,0,1,9025900008,"Производимый",24]
["2023-06-06T16:44:55.024","2023-06-06",55430,"ДТПК011-0,7/8,5",null,"Преобразователь термоэлектрический ДТПК011-0,7/8,5",3190,3828,"Под заказ","ДТПК","По запросу",1,0,1,9025900008,"Производимый",24]
["2023-06-06T16:44:55.024","2023-06-06",98549,"ДТПК014-00.25/0,7",null,"Преобразователь термоэлектрический ДТПК014-00.25/0,7",760,912,"Под заказ","ДТПК","4",966,0,1,9025900008,"Производимый",0]
["2023-06-06T16:44:55.024","2023-06-06",116731,"ДТПК014-00.25/1,7",null,"Преобразователь термоэлектрический ДТПК014-00.25/1,7",1060,1272,"Под заказ","ДТПК","4",966,0,1,9025900008,"Производимый",24]
["2023-06-06T16:44:55.024","2023-06-06",98507,"ДТПК014-00.25/9",null,"Преобразователь термоэлектрический ДТПК014-00.25/9",3250,3900,"Под заказ","ДТПК","4",258,0,1,9025900008,"Производимый",0]
["2023-06-06T16:44:55.024","2023-06-06",98407,"ДТПК014ЭНЖ-00.35/0,5",null,"Преобразователь термоэлектрический ДТПК014ЭНЖ-00.35/0,5",700,840,"Под заказ","ДТПК","По запросу",1,0,1,9025900008,"Производимый",0]
["2023-06-06T16:44:55.024","2023-06-06",98395,"ДТПК014ЭНЖ-00.60/1,5",null,"Преобразователь термоэлектрический ДТПК014ЭНЖ-00.60/1,5",1000,1200,"Под заказ","ДТПК","По запросу",1,0,1,9025900008,"Производимый",0]
["2023-06-06T16:44:55.024","2023-06-06",37570,"ДТПК015-0100.2000",null,"Преобразователь термоэлектрический ДТПК015-0100.2000",3025,3630,"Под заказ","ДТПК","По запросу",1,0,1,9025900008,"Производимый",24]
["2023-06-06T16:44:55.024","2023-06-06",20936,"ДТПК015-0110.630",null,"Преобразователь термоэлектрический ДТПК015-0110.630",2700,3240,"Под заказ","ДТПК","4",281,0,1,9025900008,"Производимый",24]
["2023-06-06T16:44:55.024","2023-06-06",109801,"ДТПК015-1100.400",null,"Преобразователь термоэлектрический ДТПК015-1100.400",1210,1452,"Под заказ","ДТПК","4",280,0,1,9025900008,"Производимый",24]
["2023-06-06T16:44:55.024","2023-06-06",19183,"ДТПК015-1110.60",null,"Преобразователь термоэлектрический ДТПК015-1110.60",2240,2688,"Под заказ","ДТПК","По запросу",1,0,1,9025900008,"Производимый",24]
["2023-06-06T16:44:55.024","2023-06-06",10399,"ДТПК021-0,5/1,5",null,"Преобразователь термоэлектрический ДТПК021-0,5/1,5",2260,2712,"Под заказ","ДТПК","4",122,0,1,9025900008,"Производимый",24]
["2023-06-06T16:44:55.024","2023-06-06",36422,"ДТПК021-0,5/4",null,"Преобразователь термоэлектрический ДТПК021-0,5/4",5110,6132,"Под заказ","ДТПК","4",46,0,1,9025900008,"Производимый",24]
["2023-06-06T16:44:55.024","2023-06-06",40099,"ДТПК021-0,7/0,8",null,"Преобразователь термоэлектрический ДТПК021-0,7/0,8",1565,1878,"Под заказ","ДТПК","4",145,0,1,9025900008,"Производимый",24]
["2023-06-06T16:44:55.024","2023-06-06",10669,"ДТПК021-0,7/5",null,"Преобразователь термоэлектрический ДТПК021-0,7/5",6880,8256,"Под заказ","ДТПК","4",36,0,1,9025900008,"Производимый",24]
["2023-06-06T16:44:55.024","2023-06-06",85090,"ДТПК021-1,2/18",null,"Преобразователь термоэлектрический ДТПК021-1,2/18",25865,31038,"Под заказ","ДТПК","4",35,0,1,9025900008,"Производимый",24]
["2023-06-06T16:44:55.024","2023-06-06",53489,"ДТПК021-1,2/7",null,"Преобразователь термоэлектрический ДТПК021-1,2/7",10395,12474,"Под заказ","ДТПК","4",91,0,1,9025900008,"Производимый",24]
["2023-06-06T16:44:55.024","2023-06-06",132070,"ДТПК024-00.30/0,6",null,"Преобразователь термоэлектрический ДТПК024-00.30/0,6",730,876,"Под заказ","ДТПК","4",966,0,1,9025900008,"Производимый",24]
["2023-06-06T16:44:55.024","2023-06-06",110389,"ДТПК024-00.30/2.ЕХI-Т4",null,"Преобразователь термоэлектрический ДТПК024-00.30/2.ЕХI-Т4",1700,2040,"Под заказ","ДТПК","4",966,0,1,9025900008,"Производимый",24]
["2023-06-06T16:44:55.024","2023-06-06",59072,"ДТПК024-10.30/3",null,"Преобразователь термоэлектрический ДТПК024-10.30/3",1450,1740,"Под заказ","ДТПК","По запросу",1,0,1,9025900008,"Производимый",24]
["2023-06-06T16:44:55.024","2023-06-06",45016,"ДТПК025-0100.80",null,"Преобразователь термоэлектрический ДТПК025-0100.80",1070,1284,"Под заказ","ДТПК","4",280,0,1,9025900008,"Производимый",24]
["2023-06-06T16:44:55.024","2023-06-06",36354,"ДТПК025-0111.60",null,"Преобразователь термоэлектрический ДТПК025-0111.60",4180,5016,"Под заказ","ДТПК","4",813,0,1,9025900008,"Производимый",24]
["2023-06-06T16:44:55.024","2023-06-06",10345,"ДТПК025-0200.630",null,"Преобразователь термоэлектрический ДТПК025-0200.630",1575,1890,"Под заказ","ДТПК","По запросу",1,0,1,9025900008,"Производимый",24]
["2023-06-06T16:44:55.024","2023-06-06",104252,"ДТПК025-091Т.120.1",null,"Преобразователь термоэлектрический ДТПК025-091Т.120.1",3465,4158,"Под заказ","ДТПК","6",37,0,1,9025900008,"Производимый",24]
["2023-06-06T16:44:55.024","2023-06-06",77383,"ДТПК025-1111.250",null,"Преобразователь термоэлектрический ДТПК025-1111.250",4275,5130,"Под заказ","ДТПК","4",232,0,1,9025900008,"Производимый",24]
["2023-06-06T16:44:55.024","2023-06-06",48385,"ДТПК025-1111.800",null,"Преобразователь термоэлектрический ДТПК025-1111.800",4695,5634,"Под заказ","ДТПК","4",76,0,1,9025900008,"Производимый",24]
["2023-06-06T16:44:55.024","2023-06-06",41875,"ДТПК025Л-0211.500",null,"Преобразователь термоэлектрический ДТПК025Л-0211.500",5140,6168,"Под заказ","ДТПК","4",69,0,1,9025900008,"Производимый",24]
["2023-06-06T16:44:55.024","2023-06-06",46058,"ДТПК031-0,5/0,05/2,5",null,"Преобразователь термоэлектрический ДТПК031-0,5/0,05/2,5",1362,1634.4,"Под заказ","ДТПК","4",145,0,1,9025900008,"Производимый",24]
["2023-06-06T16:44:55.024","2023-06-06",85437,"ДТПК031-0,5/0,12/5",null,"Преобразователь термоэлектрический ДТПК031-0,5/0,12/5",2192,2630.4,"Под заказ","ДТПК","4",145,0,1,9025900008,"Производимый",24]
["2023-06-06T16:44:55.024","2023-06-06",37938,"ДТПК031-0,5/0,3/1,5",null,"Преобразователь термоэлектрический ДТПК031-0,5/0,3/1,5",1347,1616.4,"Под заказ","ДТПК","4",145,0,1,9025900008,"Производимый",24]
["2023-06-06T16:44:55.024","2023-06-06",49764,"ДТПК031-0,5/0,5/3",null,"Преобразователь термоэлектрический ДТПК031-0,5/0,5/3",2025,2430,"Под заказ","ДТПК","4",145,0,1,9025900008,"Производимый",24]
["2023-06-06T16:44:55.024","2023-06-06",103489,"ДТПК031-0,5/3/3",null,"Преобразователь термоэлектрический ДТПК031-0,5/3/3",4875,5850,"Под заказ","ДТПК","4",61,0,1,9025900008,"Производимый",24]
["2023-06-06T16:44:55.024","2023-06-06",61877,"ДТПК031-0,7/0,12/5",null,"Преобразователь термоэлектрический ДТПК031-0,7/0,12/5",2458,2949.6,"Под заказ","ДТПК","4",145,0,1,9025900008,"Производимый",24]
["2023-06-06T16:44:55.024","2023-06-06",106734,"ДТПК031-0,7/0,2/0,8",null,"Преобразователь термоэлектрический ДТПК031-0,7/0,2/0,8",1089,1306.8,"Под заказ","ДТПК","4",145,0,1,9025900008,"Производимый",24]
["2023-06-06T16:44:55.024","2023-06-06",45923,"ДТПК031-0,7/0,25/2",null,"Преобразователь термоэлектрический ДТПК031-0,7/0,25/2",1573,1887.6,"Под заказ","ДТПК","4",145,0,1,9025900008,"Производимый",24]
["2023-06-06T16:44:55.024","2023-06-06",40133,"ДТПК031-0,7/0,5/2",null,"Преобразователь термоэлектрический ДТПК031-0,7/0,5/2",1890,2268,"Под заказ","ДТПК","4",145,0,1,9025900008,"Производимый",24]
["2023-06-06T16:44:55.024","2023-06-06",92757,"ДТПК031-1,2/0,05/1,5",null,"Преобразователь термоэлектрический ДТПК031-1,2/0,05/1,5",1301,1561.2,"Под заказ","ДТПК","4",145,0,1,9025900008,"Производимый",24]
["2023-06-06T16:44:55.024","2023-06-06",21531,"ДТПК031-1,2/0,12/1,5",null,"Преобразователь термоэлектрический ДТПК031-1,2/0,12/1,5",1400,1680,"Под заказ","ДТПК","По запросу",1,0,1,9025900008,"Производимый",24]
["2023-06-06T16:44:55.024","2023-06-06",19829,"ДТПК031-1,2/0,3/1",null,"Преобразователь термоэлектрический ДТПК031-1,2/0,3/1",1428,1713.6,"Под заказ","ДТПК","4",145,0,1,9025900008,"Производимый",24]
["2023-06-06T16:44:55.024","2023-06-06",112670,"ДТПК031-1,2/0,4/10",null,"Преобразователь термоэлектрический ДТПК031-1,2/0,4/10",5619,6742.8,"Под заказ","ДТПК","4",108,0,1,9025900008,"Производимый",24]
["2023-06-06T16:44:55.024","2023-06-06",41118,"ДТПК031-1,2/0,8/5",null,"Преобразователь термоэлектрический ДТПК031-1,2/0,8/5",3933,4719.6000000000004,"Под заказ","ДТПК","По запросу",1,0,1,9025900008,"Производимый",24]
["2023-06-06T16:44:55.024","2023-06-06",91226,"ДТПК031Э-0,7/1,2/4,8",null,"Преобразователь термоэлектрический ДТПК031Э-0,7/1,2/4,8",3759,4510.8,"Под заказ","ДТПК","4",1,0,1,9025900008,"Производимый",24]
["2023-06-06T16:44:55.024","2023-06-06",98481,"ДТПК034-00.25/2",null,"Преобразователь термоэлектрический ДТПК034-00.25/2",1150,1380,"Стандартный","ДТПК","4",913,0,1,9025900008,"Производимый",24]
["2023-06-06T16:44:55.024","2023-06-06",98469,"ДТПК034-10.25/5",null,"Преобразователь термоэлектрический ДТПК034-10.25/5",2050,2460,"Под заказ","ДТПК","4",463,0,1,9025900008,"Производимый",0]
["2023-06-06T16:44:55.024","2023-06-06",68237,"ДТПК035-0100.320.G1/2",null,"Преобразователь термоэлектрический ДТПК035-0100.320.G1/2",1714,2056.8000000000002,"Под заказ","ДТПК","По запросу",1,0,1,9025900008,"Производимый",24]
["2023-06-06T16:44:55.024","2023-06-06",18763,"ДТПК035-0110.400",null,"Преобразователь термоэлектрический ДТПК035-0110.400",2785,3342,"Под заказ","ДТПК","4",147,0,1,9025900008,"Производимый",24]
["2023-06-06T16:44:55.024","2023-06-06",11284,"ДТПК035-0200.500",null,"Преобразователь термоэлектрический ДТПК035-0200.500",1800,2160,"Под заказ","ДТПК","4",280,0,1,9025900008,"Производимый",24]
["2023-06-06T16:44:55.024","2023-06-06",60586,"ДТПК035-1100.800",null,"Преобразователь термоэлектрический ДТПК035-1100.800",1815,2178,"Под заказ","ДТПК","4",280,0,1,9025900008,"Производимый",24]
["2023-06-06T16:44:55.024","2023-06-06",48713,"ДТПК035ЭD6-0100.500",null,"Преобразователь термоэлектрический ДТПК035ЭD6-0100.500",1490,1788,"Под заказ","ДТПК","По запросу",1,0,1,9025900008,"Производимый",24]
["2023-06-06T16:44:55.024","2023-06-06",87818,"ДТПК041-07.3980/0.1",null,"Преобразователь термоэлектрический ДТПК041-07.3980/0.1",4950,5940,"Под заказ","ДТПК","6",19,0,1,9025900008,"Производимый",24]
["2023-06-06T16:44:55.024","2023-06-06",84689,"ДТПК044-00.35/2",null,"Преобразователь термоэлектрический ДТПК044-00.35/2",1150,1380,"Под заказ","ДТПК","По запросу",1,0,1,9025900008,"Производимый",24]
["2023-06-06T16:44:55.024","2023-06-06",112374,"ДТПК045-0000.320.ЕХI-Т6",null,"Преобразователь термоэлектрический ДТПК045-0000.320.ЕХI-Т6",2980,3576,"Под заказ","ДТПК","По запросу",1,0,1,9025900008,"Производимый",24]
["2023-06-06T16:44:55.024","2023-06-06",63677,"ДТПК045-0100.600",null,"Преобразователь термоэлектрический ДТПК045-0100.600",1815,2178,"Под заказ","ДТПК","4",280,0,1,9025900008,"Производимый",24]
["2023-06-06T16:44:55.024","2023-06-06",90414,"ДТПК045-0110.180",null,"Преобразователь термоэлектрический ДТПК045-0110.180",2465,2958,"Под заказ","ДТПК","4",248,0,1,9025900008,"Производимый",24]
["2023-06-06T16:44:55.024","2023-06-06",124880,"ДТПК045-0111.400.М24Х1,5",null,"Преобразователь термоэлектрический ДТПК045-0111.400.М24Х1,5",5193,6231.6,"Под заказ","ДТПК","4",115,0,1,9025900008,"Производимый",24]
["2023-06-06T16:44:55.024","2023-06-06",17083,"ДТПК045-0210.120",null,"Преобразователь термоэлектрический ДТПК045-0210.120",2970,3564,"Под заказ","ДТПК","По запросу",1,0,1,9025900008,"Производимый",24]
["2023-06-06T16:44:55.024","2023-06-06",16224,"ДТПК045-0211.320",null,"Преобразователь термоэлектрический ДТПК045-0211.320",5415,6498,"Под заказ","ДТПК","4",78,0,1,9025900008,"Производимый",24]
["2023-06-06T16:44:55.024","2023-06-06",56816,"ДТПК045-0211.850",null,"Преобразователь термоэлектрический ДТПК045-0211.850",6300,7560,"Под заказ","ДТПК","По запросу",1,0,1,9025900008,"Производимый",24]
["2023-06-06T16:44:55.024","2023-06-06",45346,"ДТПК045-1111.500",null,"Преобразователь термоэлектрический ДТПК045-1111.500",4515,5418,"Под заказ","ДТПК","4",1,0,1,9025900008,"Производимый",24]
["2023-06-06T16:44:55.024","2023-06-06",112345,"ДТПК045Л-0000.250",null,"Преобразователь термоэлектрический ДТПК045Л-0000.250",1490,1788,"Под заказ","ДТПК","По запросу",1,0,1,9025900008,"Производимый",24]
["2023-06-06T16:44:55.024","2023-06-06",94356,"ДТПК045Л-0110.120",null,"Преобразователь термоэлектрический ДТПК045Л-0110.120",2465,2958,"Под заказ","ДТПК","4",305,0,1,9025900008,"Производимый",24]
["2023-06-06T16:44:55.024","2023-06-06",47684,"ДТПК045Л-0111.800",null,"Преобразователь термоэлектрический ДТПК045Л-0111.800",4920,5904,"Под заказ","ДТПК","4",65,0,1,9025900008,"Производимый",24]
["2023-06-06T16:44:55.024","2023-06-06",104776,"ДТПК051-09.400/0.1",null,"Преобразователь термоэлектрический ДТПК051-09.400/0.1",1985,2382,"Под заказ","ДТПК","6",800,0,1,9025900008,"Производимый",24]
["2023-06-06T16:44:55.024","2023-06-06",49029,"ДТПК054-00.100/3",null,"Преобразователь термоэлектрический ДТПК054-00.100/3",1815,2178,"Под заказ","ДТПК","4",748,0,1,9025900008,"Производимый",24]
["2023-06-06T16:44:55.024","2023-06-06",44648,"ДТПК054-00.120/3",null,"Преобразователь термоэлектрический ДТПК054-00.120/3",1815,2178,"Под заказ","ДТПК","4",743,0,1,9025900008,"Производимый",24]
["2023-06-06T16:44:55.024","2023-06-06",39972,"ДТПК054-00.200/2,5",null,"Преобразователь термоэлектрический ДТПК054-00.200/2,5",1665,1998,"Под заказ","ДТПК","По запросу",1,0,1,9025900008,"Производимый",24]
["2023-06-06T16:44:55.024","2023-06-06",38319,"ДТПК054-00.320/0,2",null,"Преобразователь термоэлектрический ДТПК054-00.320/0,2",1285,1542,"Под заказ","ДТПК","4",966,0,1,9025900008,"Производимый",24]
["2023-06-06T16:44:55.024","2023-06-06",36559,"ДТПК054-00.500/10",null,"Преобразователь термоэлектрический ДТПК054-00.500/10",4285,5142,"Под заказ","ДТПК","По запросу",1,0,1,9025900008,"Производимый",24]
["2023-06-06T16:44:55.024","2023-06-06",129462,"ДТПК054-00.80/1,5.G1/4",null,"Преобразователь термоэлектрический ДТПК054-00.80/1,5.G1/4",1503,1803.6,"Под заказ","ДТПК","4",966,0,1,9025900008,"Производимый",24]
["2023-06-06T16:44:55.024","2023-06-06",111454,"ДТПК054-01.160/0,2",null,"Преобразователь термоэлектрический ДТПК054-01.160/0,2",915,1098,"Под заказ","ДТПК","4",41,0,1,9025900008,"Производимый",24]
["2023-06-06T16:44:55.024","2023-06-06",44592,"ДТПК054-01.500/6",null,"Преобразователь термоэлектрический ДТПК054-01.500/6",3385,4062,"Под заказ","ДТПК","По запросу",1,0,1,9025900008,"Производимый",24]
["2023-06-06T16:44:55.024","2023-06-06",95421,"ДТПК054-10.320/1",null,"Преобразователь термоэлектрический ДТПК054-10.320/1",1585,1902,"Под заказ","ДТПК","По запросу",1,0,1,9025900008,"Производимый",24]
["2023-06-06T16:44:55.024","2023-06-06",112332,"ДТПК055-0000.1600",null,"Преобразователь термоэлектрический ДТПК055-0000.1600",3210,3852,"Под заказ","ДТПК","По запросу",1,0,1,9025900008,"Производимый",24]
["2023-06-06T16:44:55.024","2023-06-06",46357,"ДТПК055-0110.630",null,"Преобразователь термоэлектрический ДТПК055-0110.630",3120,3744,"Под заказ","ДТПК","4",250,0,1,9025900008,"Производимый",24]
["2023-06-06T16:44:55.024","2023-06-06",86772,"ДТПК055-1110.120",null,"Преобразователь термоэлектрический ДТПК055-1110.120",2465,2958,"Под заказ","ДТПК","По запросу",1,0,1,9025900008,"Производимый",24]
["2023-06-06T16:44:55.024","2023-06-06",62405,"ДТПК064-00.100/5",null,"Преобразователь термоэлектрический ДТПК064-00.100/5",2415,2898,"Под заказ","ДТПК","4",456,0,1,9025900008,"Производимый",24]
["2023-06-06T16:44:55.024","2023-06-06",101360,"ДТПК064-00.180/6",null,"Преобразователь термоэлектрический ДТПК064-00.180/6",2715,3258,"Под заказ","ДТПК","4",376,0,1,9025900008,"Производимый",24]
["2023-06-06T16:44:55.024","2023-06-06",11810,"ДТПК064-00.250/8",null,"Преобразователь термоэлектрический ДТПК064-00.250/8",3685,4422,"Под заказ","ДТПК","По запросу",1,0,1,9025900008,"Производимый",24]
["2023-06-06T16:44:55.024","2023-06-06",37286,"ДТПК064-00.400/5",null,"Преобразователь термоэлектрический ДТПК064-00.400/5",2785,3342,"Под заказ","ДТПК","По запросу",1,0,1,9025900008,"Производимый",24]
["2023-06-06T16:44:55.024","2023-06-06",90240,"ДТПК064-00.60/2К",null,"Преобразователь термоэлектрический ДТПК064-00.60/2К",1515,1818,"Под заказ","ДТПК","4",1,0,1,9025900008,"Производимый",24]
["2023-06-06T16:44:55.024","2023-06-06",135717,"ДТПК064-00.800/3",null,"Преобразователь термоэлектрический ДТПК064-00.800/3",2690,3228,"Под заказ","ДТПК","4",611,0,1,9025900008,"Производимый",24]
["2023-06-06T16:44:55.024","2023-06-06",44656,"ДТПК064-10.120/4",null,"Преобразователь термоэлектрический ДТПК064-10.120/4",2115,2538,"Под заказ","ДТПК","По запросу",1,0,1,9025900008,"Производимый",24]
["2023-06-06T16:44:55.024","2023-06-06",112305,"ДТПК065-0000.500",null,"Преобразователь термоэлектрический ДТПК065-0000.500",1490,1788,"Под заказ","ДТПК","По запросу",1,0,1,9025900008,"Производимый",24]
["2023-06-06T16:44:55.024","2023-06-06",110512,"ДТПК065-0110.120.G1/2",null,"Преобразователь термоэлектрический ДТПК065-0110.120.G1/2",2835,3402,"Под заказ","ДТПК","4",360,0,1,9025900008,"Производимый",24]
["2023-06-06T16:44:55.024","2023-06-06",118826,"ДТПК065-0110.80.М16Х1,5",null,"Преобразователь термоэлектрический ДТПК065-0110.80.М16Х1,5",2835,3402,"Под заказ","ДТПК","4",360,0,1,9025900008,"Производимый",24]
["2023-06-06T16:44:55.024","2023-06-06",50892,"ДТПК065-1110.100",null,"Преобразователь термоэлектрический ДТПК065-1110.100",2465,2958,"Под заказ","ДТПК","По запросу",1,0,1,9025900008,"Производимый",24]
["2023-06-06T16:44:55.024","2023-06-06",56367,"ДТПК074-00.200/10",null,"Преобразователь термоэлектрический ДТПК074-00.200/10",3915,4698,"Под заказ","ДТПК","4",228,0,1,9025900008,"Производимый",24]
["2023-06-06T16:44:55.024","2023-06-06",8137,"ДТПК074-00.60/1,5",null,"Преобразователь термоэлектрический ДТПК074-00.60/1,5",1365,1638,"Под заказ","ДТПК","4",966,0,1,9025900008,"Производимый",24]
["2023-06-06T16:44:55.024","2023-06-06",134360,"ДТПК074-00.800/0,3",null,"Преобразователь термоэлектрический ДТПК074-00.800/0,3",1880,2256,"Под заказ","ДТПК","4",1,0,1,9025900008,"Производимый",24]
["2023-06-06T16:44:55.024","2023-06-06",51921,"ДТПК075-0100.1400",null,"Преобразователь термоэлектрический ДТПК075-0100.1400",3210,3852,"Под заказ","ДТПК","По запросу",1,0,1,9025900008,"Производимый",24]
["2023-06-06T16:44:55.024","2023-06-06",55161,"ДТПК075-0110.120",null,"Преобразователь термоэлектрический ДТПК075-0110.120",2465,2958,"Под заказ","ДТПК","4",360,0,1,9025900008,"Производимый",24]
["2023-06-06T16:44:55.024","2023-06-06",20666,"ДТПК075-0110.80",null,"Преобразователь термоэлектрический ДТПК075-0110.80",2465,2958,"Под заказ","ДТПК","4",440,0,1,9025900008,"Производимый",24]
["2023-06-06T16:44:55.024","2023-06-06",16571,"ДТПК075-0200.320",null,"Преобразователь термоэлектрический ДТПК075-0200.320",1800,2160,"Под заказ","ДТПК","По запросу",1,0,1,9025900008,"Производимый",24]
["2023-06-06T16:44:55.024","2023-06-06",126471,"ДТПК075-091Т.80.1",null,"Преобразователь термоэлектрический ДТПК075-091Т.80.1",3930,4716,"Под заказ","ДТПК","6",30,0,1,9025900008,"Производимый",24]
["2023-06-06T16:44:55.024","2023-06-06",20691,"ДТПК075-1100.1600",null,"Преобразователь термоэлектрический ДТПК075-1100.1600",3210,3852,"Под заказ","ДТПК","По запросу",1,0,1,9025900008,"Производимый",24]
["2023-06-06T16:44:55.024","2023-06-06",130753,"ДТПК075Л-0100.300",null,"Преобразователь термоэлектрический ДТПК075Л-0100.300",1490,1788,"Под заказ","ДТПК","4",833,0,1,9025900008,"Производимый",24]
["2023-06-06T16:44:55.024","2023-06-06",125790,"ДТПК081-09.3150/0.1",null,"Преобразователь термоэлектрический ДТПК081-09.3150/0.1",4388,5265.6,"Под заказ","ДТПК","6",108,0,1,9025900008,"Производимый",24]
["2023-06-06T16:44:55.024","2023-06-06",51525,"ДТПК084-00.60/20К",null,"Преобразователь термоэлектрический ДТПК084-00.60/20К",6915,8298,"Под заказ","ДТПК","По запросу",1,0,1,9025900008,"Производимый",24]
["2023-06-06T16:44:55.024","2023-06-06",130807,"ДТПК085-0110.250",null,"Преобразователь термоэлектрический ДТПК085-0110.250",2785,3342,"Под заказ","ДТПК","4",226,0,1,9025900008,"Производимый",24]
["2023-06-06T16:44:55.024","2023-06-06",44451,"ДТПК085-0111.160",null,"Преобразователь термоэлектрический ДТПК085-0111.160",4415,5298,"Под заказ","ДТПК","По запросу",1,0,1,9025900008,"Производимый",24]
["2023-06-06T16:44:55.024","2023-06-06",126946,"ДТПК085Л-0110.500",null,"Преобразователь термоэлектрический ДТПК085Л-0110.500",2785,3342,"Под заказ","ДТПК","По запросу",1,0,1,9025900008,"Производимый",24]
["2023-06-06T16:44:55.024","2023-06-06",17520,"ДТПК094-00.120/2",null,"Преобразователь термоэлектрический ДТПК094-00.120/2",1150,1380,"Под заказ","ДТПК","4",966,0,1,9025900008,"Производимый",24]
["2023-06-06T16:44:55.024","2023-06-06",16488,"ДТПК094-00.120/4",null,"Преобразователь термоэлектрический ДТПК094-00.120/4",1750,2100,"Под заказ","ДТПК","4",565,0,1,9025900008,"Производимый",24]
["2023-06-06T16:44:55.024","2023-06-06",10334,"ДТПК094-00.200/0,2",null,"Преобразователь термоэлектрический ДТПК094-00.200/0,2",550,660,"Под заказ","ДТПК","4",966,0,1,9025900008,"Производимый",24]
["2023-06-06T16:44:55.024","2023-06-06",18165,"ДТПК094-00.400/2",null,"Преобразователь термоэлектрический ДТПК094-00.400/2",1340,1608,"Под заказ","ДТПК","4",964,0,1,9025900008,"Производимый",24]
["2023-06-06T16:44:55.024","2023-06-06",15822,"ДТПК094-00.60/1",null,"Преобразователь термоэлектрический ДТПК094-00.60/1",850,1020,"Под заказ","ДТПК","4",966,0,1,9025900008,"Производимый",24]
["2023-06-06T16:44:55.024","2023-06-06",134368,"ДТПК094-00.800/0,2",null,"Преобразователь термоэлектрический ДТПК094-00.800/0,2",1275,1530,"Под заказ","ДТПК","4",1,0,1,9025900008,"Производимый",24]
["2023-06-06T16:44:55.024","2023-06-06",31003,"ДТПК094-01.160/2",null,"Преобразователь термоэлектрический ДТПК094-01.160/2",1250,1500,"Под заказ","ДТПК","4",41,0,1,9025900008,"Производимый",24]
["2023-06-06T16:44:55.024","2023-06-06",11008,"ДТПК094-01.80/3",null,"Преобразователь термоэлектрический ДТПК094-01.80/3",1600,1920,"Под заказ","ДТПК","По запросу",1,0,1,9025900008,"Производимый",24]
["2023-06-06T16:44:55.024","2023-06-06",49076,"ДТПК094-10.60/5",null,"Преобразователь термоэлектрический ДТПК094-10.60/5",2050,2460,"Под заказ","ДТПК","По запросу",1,0,1,9025900008,"Производимый",24]
["2023-06-06T16:44:55.024","2023-06-06",17672,"ДТПК095-0110.100",null,"Преобразователь термоэлектрический ДТПК095-0110.100",2465,2958,"Под заказ","ДТПК","4",330,0,1,9025900008,"Производимый",24]
["2023-06-06T16:44:55.024","2023-06-06",31099,"ДТПК095-0200.400",null,"Преобразователь термоэлектрический ДТПК095-0200.400",1800,2160,"Под заказ","ДТПК","По запросу",1,0,1,9025900008,"Производимый",24]
["2023-06-06T16:44:55.024","2023-06-06",59680,"ДТПК095Л-0110.500",null,"Преобразователь термоэлектрический ДТПК095Л-0110.500",2785,3342,"Под заказ","ДТПК","По запросу",1,0,1,9025900008,"Производимый",24]
["2023-06-06T16:44:55.024","2023-06-06",97411,"ДТПК104-00.120/2К",null,"Преобразователь термоэлектрический ДТПК104-00.120/2К",1150,1380,"Под заказ","ДТПК","По запросу",1,0,1,9025900008,"Производимый",24]
["2023-06-06T16:44:55.024","2023-06-06",45552,"ДТПК104-00.200/0,6",null,"Преобразователь термоэлектрический ДТПК104-00.200/0,6",730,876,"Под заказ","ДТПК","По запросу",1,0,1,9025900008,"Производимый",24]
["2023-06-06T16:44:55.024","2023-06-06",94389,"ДТПК104-00.320/3",null,"Преобразователь термоэлектрический ДТПК104-00.320/3",1640,1968,"Под заказ","ДТПК","По запросу",1,0,1,9025900008,"Производимый",24]
["2023-06-06T16:44:55.024","2023-06-06",20736,"ДТПК104-10.100/1",null,"Преобразователь термоэлектрический ДТПК104-10.100/1",850,1020,"Под заказ","ДТПК","4",1000,0,1,9025900008,"Производимый",24]
["2023-06-06T16:44:55.024","2023-06-06",114936,"ДТПК104-11.120/2",null,"Преобразователь термоэлектрический ДТПК104-11.120/2",1250,1500,"Под заказ","ДТПК","4",438,0,1,9025900008,"Производимый",24]
["2023-06-06T16:44:55.024","2023-06-06",112112,"ДТПК105-0010.250",null,"Преобразователь термоэлектрический ДТПК105-0010.250",2785,3342,"Под заказ","ДТПК","4",676,0,1,9025900008,"Производимый",24]
["2023-06-06T16:44:55.024","2023-06-06",90686,"ДТПК105-0110.100.G1/2",null,"Преобразователь термоэлектрический ДТПК105-0110.100.G1/2",2835,3402,"Под заказ","ДТПК","По запросу",1,0,1,9025900008,"Производимый",24]
["2023-06-06T16:44:55.024","2023-06-06",18989,"ДТПК105-0200.250",null,"Преобразователь термоэлектрический ДТПК105-0200.250",1800,2160,"Под заказ","ДТПК","По запросу",1,0,1,9025900008,"Производимый",24]
["2023-06-06T16:44:55.024","2023-06-06",79576,"ДТПК105-1100.500",null,"Преобразователь термоэлектрический ДТПК105-1100.500",1490,1788,"Под заказ","ДТПК","4",280,0,1,9025900008,"Производимый",24]
["2023-06-06T16:44:55.024","2023-06-06",11604,"ДТПК114-00.160/2,5",null,"Преобразователь термоэлектрический ДТПК114-00.160/2,5",1300,1560,"Под заказ","ДТПК","По запросу",1,0,1,9025900008,"Производимый",24]
["2023-06-06T16:44:55.024","2023-06-06",66606,"ДТПК114-00.180/2К",null,"Преобразователь термоэлектрический ДТПК114-00.180/2К",1150,1380,"Под заказ","ДТПК","По запросу",1,0,1,9025900008,"Производимый",24]
["2023-06-06T16:44:55.024","2023-06-06",112693,"ДТПК114-00.800/10",null,"Преобразователь термоэлектрический ДТПК114-00.800/10",4275,5130,"Под заказ","ДТПК","По запросу",1,0,1,9025900008,"Производимый",24]
["2023-06-06T16:44:55.024","2023-06-06",73370,"ДТПК115-0910.500/500.1",null,"Преобразователь термоэлектрический ДТПК115-0910.500/500.1",6625,7950,"Под заказ","ДТПК","6",1,0,1,9025900008,"Производимый",24]
["2023-06-06T16:44:55.024","2023-06-06",61625,"ДТПК115-0914.400/1000.1",null,"Преобразователь термоэлектрический ДТПК115-0914.400/1000.1",27720,33264,"Под заказ","ДТПК","6",1,0,1,9025900008,"Производимый",24]
["2023-06-06T16:44:55.024","2023-06-06",128551,"ДТПК124-00.10/1,4К",null,"Преобразователь термоэлектрический ДТПК124-00.10/1,4К",1335,1602,"Под заказ","ДТПК","По запросу",1,0,1,9025900008,"Производимый",24]
["2023-06-06T16:44:55.024","2023-06-06",21683,"ДТПК124-00.100/2К",null,"Преобразователь термоэлектрический ДТПК124-00.100/2К",1515,1818,"Под заказ","ДТПК","4",1,0,1,9025900008,"Производимый",24]
["2023-06-06T16:44:55.024","2023-06-06",73081,"ДТПК124-00.160/10,2",null,"Преобразователь термоэлектрический ДТПК124-00.160/10,2",3975,4770,"Под заказ","ДТПК","По запросу",1,0,1,9025900008,"Производимый",24]
["2023-06-06T16:44:55.024","2023-06-06",17517,"ДТПК124-00.32/3",null,"Преобразователь термоэлектрический ДТПК124-00.32/3",1815,2178,"Под заказ","ДТПК","4",300,0,1,9025900008,"Производимый",24]
["2023-06-06T16:44:55.024","2023-06-06",19446,"ДТПК124-00.40/10",null,"Преобразователь термоэлектрический ДТПК124-00.40/10",3915,4698,"Под заказ","ДТПК","По запросу",1,0,1,9025900008,"Производимый",24]
["2023-06-06T16:44:55.024","2023-06-06",36885,"ДТПК124-00.60/0,2К",null,"Преобразователь термоэлектрический ДТПК124-00.60/0,2К",915,1098,"Под заказ","ДТПК","По запросу",1,0,1,9025900008,"Производимый",24]
["2023-06-06T16:44:55.024","2023-06-06",69505,"ДТПК124-00.80/1,5",null,"Преобразователь термоэлектрический ДТПК124-00.80/1,5",1365,1638,"Под заказ","ДТПК","4",300,0,1,9025900008,"Производимый",24]
["2023-06-06T16:44:55.024","2023-06-06",62682,"ДТПК125-0910.1600.1",null,"Преобразователь термоэлектрический ДТПК125-0910.1600.1",8900,10680,"Под заказ","ДТПК","6",170,0,1,9025900008,"Производимый",24]
["2023-06-06T16:44:55.024","2023-06-06",76005,"ДТПК125-0912.1200.1",null,"Преобразователь термоэлектрический ДТПК125-0912.1200.1",8185,9822,"Под заказ","ДТПК","6",50,0,1,9025900008,"Производимый",24]
["2023-06-06T16:44:55.024","2023-06-06",70308,"ДТПК125-0914.1100.1",null,"Преобразователь термоэлектрический ДТПК125-0914.1100.1",22270,26724,"Под заказ","ДТПК","6",1,0,1,9025900008,"Производимый",24]
["2023-06-06T16:44:55.024","2023-06-06",63975,"ДТПК125-1912.1000.1",null,"Преобразователь термоэлектрический ДТПК125-1912.1000.1",7015,8418,"Под заказ","ДТПК","6",60,0,1,9025900008,"Производимый",24]
["2023-06-06T16:44:55.024","2023-06-06",104846,"ДТПК125-1915.630.1",null,"Преобразователь термоэлектрический ДТПК125-1915.630.1",8900,10680,"Под заказ","ДТПК","6",90,0,1,9025900008,"Производимый",24]
["2023-06-06T16:44:55.024","2023-06-06",48480,"ДТПК134-00.160/1,5",null,"Преобразователь термоэлектрический ДТПК134-00.160/1,5",1365,1638,"Под заказ","ДТПК","По запросу",1,0,1,9025900008,"Производимый",24]
["2023-06-06T16:44:55.024","2023-06-06",31094,"ДТПК134-00.500/4К",null,"Преобразователь термоэлектрический ДТПК134-00.500/4К",2485,2982,"Под заказ","ДТПК","По запросу",1,0,1,9025900008,"Производимый",24]
["2023-06-06T16:44:55.024","2023-06-06",112454,"ДТПК135-0910.160.1",null,"Преобразователь термоэлектрический ДТПК135-0910.160.1",4095,4914,"Под заказ","ДТПК","6",23,0,1,9025900008,"Производимый",24]
["2023-06-06T16:44:55.024","2023-06-06",62403,"ДТПК135-0912.800.1",null,"Преобразователь термоэлектрический ДТПК135-0912.800.1",6750,8100,"Под заказ","ДТПК","6",75,0,1,9025900008,"Производимый",24]
["2023-06-06T16:44:55.024","2023-06-06",104197,"ДТПК135-091Т.400.1",null,"Преобразователь термоэлектрический ДТПК135-091Т.400.1",4805,5766,"Под заказ","ДТПК","6",2,0,1,9025900008,"Производимый",24]
["2023-06-06T16:44:55.024","2023-06-06",58487,"ДТПК144-00.60/10К",null,"Преобразователь термоэлектрический ДТПК144-00.60/10К",3915,4698,"Под заказ","ДТПК","По запросу",1,0,1,9025900008,"Производимый",24]
["2023-06-06T16:44:55.024","2023-06-06",97848,"ДТПК145-1919.800.1",null,"Преобразователь термоэлектрический ДТПК145-1919.800.1",8020,9624,"Под заказ","ДТПК","6",6,0,1,9025900008,"Производимый",24]
["2023-06-06T16:44:55.024","2023-06-06",76268,"ДТПК155-0919.2000.1",null,"Преобразователь термоэлектрический ДТПК155-0919.2000.1",24895,29874,"Под заказ","ДТПК","6",1,0,1,9025900008,"Производимый",24]
["2023-06-06T16:44:55.024","2023-06-06",84379,"ДТПК165-0919.500.1",null,"Преобразователь термоэлектрический ДТПК165-0919.500.1",10270,12324,"Под заказ","ДТПК","6",11,0,1,9025900008,"Производимый",24]
["2023-06-06T16:44:55.024","2023-06-06",100768,"ДТПК174-06.320/3,5С.1",null,"Преобразователь термоэлектрический ДТПК174-06.320/3,5С.1",7603,9123.6,"Под заказ","ДТПК","6",60,0,1,9025900008,"Производимый",24]
["2023-06-06T16:44:55.024","2023-06-06",108218,"ДТПК184-07.60/1,0С.1",null,"Преобразователь термоэлектрический ДТПК184-07.60/1,0С.1",5515,6618,"Под заказ","ДТПК","6",1,0,1,9025900008,"Производимый",24]
["2023-06-06T16:44:55.024","2023-06-06",44405,"ДТПК185-0100.80",null,"Преобразователь термоэлектрический ДТПК185-0100.80",1315,1578,"Под заказ","ДТПК","4",280,0,1,9025900008,"Производимый",24]
["2023-06-06T16:44:55.024","2023-06-06",90363,"ДТПК194-00.120/0,2",null,"Преобразователь термоэлектрический ДТПК194-00.120/0,2",915,1098,"Под заказ","ДТПК","4",300,0,1,9025900008,"Производимый",24]
["2023-06-06T16:44:55.024","2023-06-06",85375,"ДТПК194-00.200/2",null,"Преобразователь термоэлектрический ДТПК194-00.200/2",1515,1818,"Под заказ","ДТПК","4",300,0,1,9025900008,"Производимый",24]
["2023-06-06T16:44:55.024","2023-06-06",83590,"ДТПК194-00.80/2",null,"Преобразователь термоэлектрический ДТПК194-00.80/2",1515,1818,"Под заказ","ДТПК","4",300,0,1,9025900008,"Производимый",24]
["2023-06-06T16:44:55.024","2023-06-06",31379,"ДТПК204-00.45/0,5",null,"Преобразователь термоэлектрический ДТПК204-00.45/0,5",1065,1278,"Под заказ","ДТПК","По запросу",1,0,1,9025900008,"Производимый",24]
["2023-06-06T16:44:55.024","2023-06-06",112151,"ДТПК205-0000.400",null,"Преобразователь термоэлектрический ДТПК205-0000.400",1490,1788,"Под заказ","ДТПК","По запросу",1,0,1,9025900008,"Производимый",24]
["2023-06-06T16:44:55.024","2023-06-06",54039,"ДТПК205-0110.160",null,"Преобразователь термоэлектрический ДТПК205-0110.160",2465,2958,"Под заказ","ДТПК","4",1000,0,1,9025900008,"Производимый",24]
["2023-06-06T16:44:55.024","2023-06-06",79475,"ДТПК225-0914.1250.1",null,"Преобразователь термоэлектрический ДТПК225-0914.1250.1",11555,13866,"Под заказ","ДТПК","6",179,0,1,9025900008,"Производимый",24]
["2023-06-06T16:44:55.024","2023-06-06",62243,"ДТПК234-09.10/2,0С.1",null,"Преобразователь термоэлектрический ДТПК234-09.10/2,0С.1",3170,3804,"Под заказ","ДТПК","6",1,0,1,9025900008,"Производимый",24]
["2023-06-06T16:44:55.024","2023-06-06",91512,"ДТПК234-09.20/1,5С.1",null,"Преобразователь термоэлектрический ДТПК234-09.20/1,5С.1",2958,3549.6,"Под заказ","ДТПК","6",10,0,1,9025900008,"Производимый",24]
["2023-06-06T16:44:55.024","2023-06-06",96046,"ДТПК234-09.40/3,0С.1",null,"Преобразователь термоэлектрический ДТПК234-09.40/3,0С.1",3595,4314,"Под заказ","ДТПК","6",10,0,1,9025900008,"Производимый",24]
["2023-06-06T16:44:55.024","2023-06-06",127826,"ДТПК254-07.600/80/20,0С.1",null,"Преобразователь термоэлектрический ДТПК254-07.600/80/20,0С.1",12250,14700,"Под заказ","ДТПК","6",1,0,1,9025900008,"Производимый",24]
["2023-06-06T16:44:55.024","2023-06-06",107596,"ДТПК254-07.80/60/5,0К.1",null,"Преобразователь термоэлектрический ДТПК254-07.80/60/5,0К.1",4110,4932,"Под заказ","ДТПК","45",1,0,1,9025900008,"Производимый",24]
["2023-06-06T16:44:55.024","2023-06-06",32247,"ДТПК265-0100.100",null,"Преобразователь термоэлектрический ДТПК265-0100.100",1315,1578,"Под заказ","ДТПК","4",41,0,1,9025900008,"Производимый",24]
["2023-06-06T16:44:55.024","2023-06-06",112125,"ДТПК265-1000.120",null,"Преобразователь термоэлектрический ДТПК265-1000.120",1315,1578,"Под заказ","ДТПК","По запросу",1,0,1,9025900008,"Производимый",24]
["2023-06-06T16:44:55.024","2023-06-06",61497,"ДТПК275-0707.500.1",null,"Преобразователь термоэлектрический ДТПК275-0707.500.1",2790,3348,"Под заказ","ДТПК","6",59,0,1,9025900008,"Производимый",24]
["2023-06-06T16:44:55.024","2023-06-06",80370,"ДТПК275-0716.250.1",null,"Преобразователь термоэлектрический ДТПК275-0716.250.1",3375,4050,"Под заказ","ДТПК","6",15,0,1,9025900008,"Производимый",24]
["2023-06-06T16:44:55.024","2023-06-06",129045,"ДТПК275-0915.10000.1",null,"Преобразователь термоэлектрический ДТПК275-0915.10000.1",16774,20128.8,"Под заказ","ДТПК","6",1,0,1,9025900008,"Производимый",24]
["2023-06-06T16:44:55.024","2023-06-06",84792,"ДТПК275-0915.800.1",null,"Преобразователь термоэлектрический ДТПК275-0915.800.1",4480,5376,"Под заказ","ДТПК","6",60,0,1,9025900008,"Производимый",24]
["2023-06-06T16:44:55.024","2023-06-06",84737,"ДТПК275-0917.3500.1",null,"Преобразователь термоэлектрический ДТПК275-0917.3500.1",8024,9628.7999999999993,"Под заказ","ДТПК","6",3,0,1,9025900008,"Производимый",24]
["2023-06-06T16:44:55.024","2023-06-06",71994,"ДТПК284-09.200/0.1",null,"Преобразователь термоэлектрический ДТПК284-09.200/0.1",2320,2784,"Под заказ","ДТПК","6",8,0,1,9025900008,"Производимый",24]
["2023-06-06T16:44:55.024","2023-06-06",91762,"ДТПК285-0706.300.1",null,"Преобразователь термоэлектрический ДТПК285-0706.300.1",2870,3444,"Под заказ","ДТПК","6",10,0,1,9025900008,"Производимый",24]
["2023-06-06T16:44:55.024","2023-06-06",125369,"ДТПК285-0717.150.1",null,"Преобразователь термоэлектрический ДТПК285-0717.150.1",3465,4158,"Под заказ","ДТПК","6",115,0,1,9025900008,"Производимый",24]
["2023-06-06T16:44:55.024","2023-06-06",98108,"ДТПК285-0907.200.1",null,"Преобразователь термоэлектрический ДТПК285-0907.200.1",3465,4158,"Под заказ","ДТПК","6",24,0,1,9025900008,"Производимый",24]
["2023-06-06T16:44:55.024","2023-06-06",108132,"ДТПК285-0916.200.1",null,"Преобразователь термоэлектрический ДТПК285-0916.200.1",4180,5016,"Под заказ","ДТПК","6",17,0,1,9025900008,"Производимый",24]
["2023-06-06T16:44:55.024","2023-06-06",124389,"ДТПК285М-0717.600.1,0.И","10","Преобразователь термоэлектрический (-40...+800 С) ДТПК285М-0717.600.1,0.И",9025,10830,"Под заказ","ДТПК","6",107,0,1,9025192000,"Производимый",24]
["2023-06-06T16:44:55.024","2023-06-06",108507,"ДТПК295-0916.1500.1",null,"Преобразователь термоэлектрический ДТПК295-0916.1500.1",5065,6078,"Под заказ","ДТПК","6",4,0,1,9025900008,"Производимый",24]
["2023-06-06T16:44:55.024","2023-06-06",84233,"ДТПК334-06.100/5,0К.1",null,"Преобразователь термоэлектрический ДТПК334-06.100/5,0К.1",3895,4674,"Под заказ","ДТПК","45",83,0,1,9025900008,"Производимый",24]
["2023-06-06T16:44:55.024","2023-06-06",82072,"ДТПК334-06.2000/0,2С.1",null,"Преобразователь термоэлектрический ДТПК334-06.2000/0,2С.1",5352,6422.4,"Под заказ","ДТПК","6",1,0,1,9025900008,"Производимый",24]
["2023-06-06T16:44:55.024","2023-06-06",106433,"ДТПК334-06.320/2,0К.1",null,"Преобразователь термоэлектрический ДТПК334-06.320/2,0К.1",3370,4044,"Под заказ","ДТПК","45",64,0,1,9025900008,"Производимый",24]
["2023-06-06T16:44:55.024","2023-06-06",134587,"ДТПК334-06.500/1,5С.1",null,"Преобразователь термоэлектрический ДТПК334-06.500/1,5С.1",3158,3789.6,"Под заказ","ДТПК","6",1,0,1,9025900008,"Производимый",24]
["2023-06-06T16:44:55.024","2023-06-06",70634,"ДТПК334-06.60/5,0С.1",null,"Преобразователь термоэлектрический ДТПК334-06.60/5,0С.1",3895,4674,"Под заказ","ДТПК","По запросу",1,0,1,9025900008,"Производимый",24]
["2023-06-06T16:44:55.024","2023-06-06",63745,"ДТПК344-07.100/0,2С.1",null,"Преобразователь термоэлектрический ДТПК344-07.100/0,2С.1",1770,2124,"Под заказ","ДТПК","6",60,0,1,9025900008,"Производимый",24]
["2023-06-06T16:44:55.024","2023-06-06",129019,"ДТПК344-07.1000/0,4С.1",null,"Преобразователь термоэлектрический ДТПК344-07.1000/0,4С.1",3705,4446,"Под заказ","ДТПК","6",60,0,1,9025900008,"Производимый",24]
["2023-06-06T16:44:55.024","2023-06-06",135358,"ДТПК344-07.110/5,0С.1",null,"Преобразователь термоэлектрический ДТПК344-07.110/5,0С.1",3895,4674,"Под заказ","ДТПК","6",60,0,1,9025900008,"Производимый",24]
["2023-06-06T16:44:55.024","2023-06-06",116596,"ДТПК344-07.160/1,0С.1",null,"Преобразователь термоэлектрический ДТПК344-07.160/1,0С.1",2195,2634,"Под заказ","ДТПК","6",60,0,1,9025900008,"Производимый",24]
["2023-06-06T16:44:55.024","2023-06-06",84117,"ДТПК344-07.2000/4,0С.1",null,"Преобразователь термоэлектрический ДТПК344-07.2000/4,0С.1",7052,8462.4,"Под заказ","ДТПК","6",38,0,1,9025900008,"Производимый",24]
["2023-06-06T16:44:55.024","2023-06-06",67998,"ДТПК344-07.2500/7,0С.1",null,"Преобразователь термоэлектрический ДТПК344-07.2500/7,0С.1",9002,10802.4,"Под заказ","ДТПК","По запросу",1,0,1,9025900008,"Производимый",24]
["2023-06-06T16:44:55.024","2023-06-06",90712,"ДТПК344-07.430/2,0С.1",null,"Преобразователь термоэлектрический ДТПК344-07.430/2,0С.1",3370,4044,"Под заказ","ДТПК","6",60,0,1,9025900008,"Производимый",24]
["2023-06-06T16:44:55.024","2023-06-06",84423,"ДТПК344-07.500/7,0К.1",null,"Преобразователь термоэлектрический ДТПК344-07.500/7,0К.1",5495,6594,"Под заказ","ДТПК","45",59,0,1,9025900008,"Производимый",24]
["2023-06-06T16:44:55.024","2023-06-06",111971,"ДТПК344-07.70/8,0К.1",null,"Преобразователь термоэлектрический ДТПК344-07.70/8,0К.1",5170,6204,"Под заказ","ДТПК","45",52,0,1,9025900008,"Производимый",24]
["2023-06-06T16:44:55.024","2023-06-06",87815,"ДТПК344-07.750/0,2С.1",null,"Преобразователь термоэлектрический ДТПК344-07.750/0,2С.1",3535,4242,"Под заказ","ДТПК","6",60,0,1,9025900008,"Производимый",24]
["2023-06-06T16:44:55.024","2023-06-06",77773,"ДТПК344-17.320/0,2С.1",null,"Преобразователь термоэлектрический ДТПК344-17.320/0,2С.1",2520,3024,"Под заказ","ДТПК","6",1,0,1,9025900008,"Производимый",24]
["2023-06-06T16:44:55.024","2023-06-06",107022,"ДТПК364-05.210/0.1",null,"Преобразователь термоэлектрический ДТПК364-05.210/0.1",2610,3132,"Под заказ","ДТПК","6",10,0,1,9025900008,"Производимый",24]
["2023-06-06T16:44:55.024","2023-06-06",131152,"ДТПК364Э-05.180/0.1",null,"Преобразователь термоэлектрический ДТПК364Э-05.180/0.1",2320,2784,"Под заказ","ДТПК","6",10,0,1,9025900008,"Производимый",24]
["2023-06-06T16:44:55.024","2023-06-06",130462,"ДТПК365-0905.250.1",null,"Преобразователь термоэлектрический ДТПК365-0905.250.1",3545,4254,"Под заказ","ДТПК","6",956,0,1,9025900008,"Производимый",24]
["2023-06-06T16:44:55.024","2023-06-06",115515,"ДТПК365-0917.100.1",null,"Преобразователь термоэлектрический ДТПК365-0917.100.1",4180,5016,"Под заказ","ДТПК","6",38,0,1,9025900008,"Производимый",24]
["2023-06-06T16:44:55.024","2023-06-06",73833,"ДТПК374-16.100/0.1",null,"Преобразователь термоэлектрический ДТПК374-16.100/0.1",2320,2784,"Под заказ","ДТПК","6",5,0,1,9025900008,"Производимый",24]
["2023-06-06T16:44:55.024","2023-06-06",127957,"ДТПК384-17.150/0.1",null,"Преобразователь термоэлектрический ДТПК384-17.150/0.1",2320,2784,"Под заказ","ДТПК","6",8,0,1,9025900008,"Производимый",24]
["2023-06-06T16:44:55.024","2023-06-06",66578,"ДТПК444-09.100/0,5С.1",null,"Преобразователь термоэлектрический ДТПК444-09.100/0,5С.1",1983,2379.6,"Под заказ","ДТПК","6",240,0,1,9025900008,"Производимый",24]
["2023-06-06T16:44:55.024","2023-06-06",70413,"ДТПК444-09.100/6,0К.1",null,"Преобразователь термоэлектрический ДТПК444-09.100/6,0К.1",4320,5184,"Под заказ","ДТПК","45",69,0,1,9025900008,"Производимый",24]
["2023-06-06T16:44:55.024","2023-06-06",104152,"ДТПК444-09.1130/1,5К.1",null,"Преобразователь термоэлектрический ДТПК444-09.1130/1,5К.1",4815,5778,"Под заказ","ДТПК","45",156,0,1,9025900008,"Производимый",24]
["2023-06-06T16:44:55.024","2023-06-06",116197,"ДТПК444-09.1500/0,5С.1",null,"Преобразователь термоэлектрический ДТПК444-09.1500/0,5С.1",4890,5868,"Под заказ","ДТПК","6",240,0,1,9025900008,"Производимый",24]
["2023-06-06T16:44:55.024","2023-06-06",127973,"ДТПК444-09.1600/6,0С.1",null,"Преобразователь термоэлектрический ДТПК444-09.1600/6,0С.1",7362,8834.4,"Под заказ","ДТПК","По запросу",1,0,1,9025900008,"Производимый",24]
["2023-06-06T16:44:55.024","2023-06-06",128649,"ДТПК444-09.1900/0,5С.1",null,"Преобразователь термоэлектрический ДТПК444-09.1900/0,5С.1",5430,6516,"Под заказ","ДТПК","По запросу",1,0,1,9025900008,"Производимый",24]
["2023-06-06T16:44:55.024","2023-06-06",136305,"ДТПК444-09.2200/0,2С.1",null,"Преобразователь термоэлектрический ДТПК444-09.2200/0,2С.1",5622,6746.4,"Под заказ","ДТПК","6",1,0,1,9025900008,"Производимый",24]
["2023-06-06T16:44:55.024","2023-06-06",81034,"ДТПК444-09.250/4,0К.1",null,"Преобразователь термоэлектрический ДТПК444-09.250/4,0К.1",4220,5064,"Под заказ","ДТПК","45",104,0,1,9025900008,"Производимый",24]
["2023-06-06T16:44:55.024","2023-06-06",95140,"ДТПК444-09.300/1,0С.1",null,"Преобразователь термоэлектрический ДТПК444-09.300/1,0С.1",2945,3534,"Под заказ","ДТПК","6",240,0,1,9025900008,"Производимый",24]
["2023-06-06T16:44:55.024","2023-06-06",97706,"ДТПК444-09.3000/2,0С.1",null,"Преобразователь термоэлектрический ДТПК444-09.3000/2,0С.1",7552,9062.4,"Под заказ","ДТПК","6",123,0,1,9025900008,"Производимый",24]
["2023-06-06T16:44:55.024","2023-06-06",121596,"ДТПК444-09.420/0,3К.1",null,"Преобразователь термоэлектрический ДТПК444-09.420/0,3К.1",2648,3177.6,"Под заказ","ДТПК","По запросу",1,0,1,9025198009,"Производимый",24]
["2023-06-06T16:44:55.024","2023-06-06",79280,"ДТПК444-09.500/15,0К.1",null,"Преобразователь термоэлектрический ДТПК444-09.500/15,0К.1",8895,10674,"Под заказ","ДТПК","45",28,0,1,9025900008,"Производимый",24]
["2023-06-06T16:44:55.024","2023-06-06",66539,"ДТПК444-09.60/3,0К.1",null,"Преобразователь термоэлектрический ДТПК444-09.60/3,0К.1",3045,3654,"Под заказ","ДТПК","45",138,0,1,9025900008,"Производимый",24]
["2023-06-06T16:44:55.024","2023-06-06",69720,"ДТПК444-09.750/2,0С.1",null,"Преобразователь термоэлектрический ДТПК444-09.750/2,0С.1",4385,5262,"Под заказ","ДТПК","6",173,0,1,9025900008,"Производимый",24]
["2023-06-06T16:44:55.024","2023-06-06",83797,"ДТПК444-09.90/1,0С.1",null,"Преобразователь термоэлектрический ДТПК444-09.90/1,0С.1",2195,2634,"Под заказ","ДТПК","6",240,0,1,9025900008,"Производимый",24]
["2023-06-06T16:44:55.024","2023-06-06",83621,"ДТПК444-19.200/1,0С.1",null,"Преобразователь термоэлектрический ДТПК444-19.200/1,0С.1",2195,2634,"Под заказ","ДТПК","6",240,0,1,9025900008,"Производимый",24]
["2023-06-06T16:44:55.024","2023-06-06",101203,"ДТПК454-05.100/1,5С.1",null,"Преобразователь термоэлектрический ДТПК454-05.100/1,5С.1",2408,2889.6,"Под заказ","ДТПК","6",230,0,1,9025900008,"Производимый",24]
["2023-06-06T16:44:55.024","2023-06-06",134487,"ДТПК454-05.120/0,5К.1",null,"Преобразователь термоэлектрический ДТПК454-05.120/0,5К.1",1983,2379.6,"Под заказ","ДТПК","По запросу",1,0,1,9025900008,"Производимый",24]
["2023-06-06T16:44:55.024","2023-06-06",132026,"ДТПК454-05.1500/0,3С.1",null,"Преобразователь термоэлектрический ДТПК454-05.1500/0,3С.1",4805,5766,"Под заказ","ДТПК","6",26,0,1,9025900008,"Производимый",24]
["2023-06-06T16:44:55.024","2023-06-06",121062,"ДТПК454-05.2000/0,2К.1",null,"Преобразователь термоэлектрический ДТПК454-05.2000/0,2К.1",5352,6422.4,"Под заказ","ДТПК","45",19,0,1,9025900008,"Производимый",24]
["2023-06-06T16:44:55.024","2023-06-06",78889,"ДТПК454-05.300/3,5С.1",null,"Преобразователь термоэлектрический ДТПК454-05.300/3,5С.1",4008,4809.6000000000004,"Под заказ","ДТПК","6",1,0,1,9025900008,"Производимый",24]
["2023-06-06T16:44:55.024","2023-06-06",110165,"ДТПК454-05.3500/3,0С.1",null,"Преобразователь термоэлектрический ДТПК454-05.3500/3,0С.1",8652,10382.4,"Под заказ","ДТПК","6",11,0,1,9025900008,"Производимый",24]
["2023-06-06T16:44:55.024","2023-06-06",131404,"ДТПК454-05.60/0,3С.1",null,"Преобразователь термоэлектрический ДТПК454-05.60/0,3С.1",1898,2277.6,"Под заказ","ДТПК","6",231,0,1,9025900008,"Производимый",24]
["2023-06-06T16:44:55.024","2023-06-06",94363,"ДТПК454-05.70/1,5С.1",null,"Преобразователь термоэлектрический ДТПК454-05.70/1,5С.1",2408,2889.6,"Под заказ","ДТПК","6",230,0,1,9025900008,"Производимый",24]
["2023-06-06T16:44:55.024","2023-06-06",95897,"ДТПК454-05.70/2,0К.1",null,"Преобразователь термоэлектрический  ДТПК454-05.70/2,0К.1",2620,3144,"Под заказ","ДТПК","45",156,0,1,9025900008,"Производимый",24]
["2023-06-06T16:44:55.024","2023-06-06",118408,"ДТПК454-15.250/2,5К.1",null,"Преобразователь термоэлектрический ДТПК454-15.250/2,5К.1",3583,4299.6000000000004,"Под заказ","ДТПК","По запросу",1,0,1,9025900008,"Производимый",24]
["2023-06-06T16:44:55.024","2023-06-06",125598,"ДТПК464-07.10/3,0К.1",null,"Преобразователь термоэлектрический ДТПК464-07.10/3,0К.1",3595,4314,"Под заказ","ДТПК","45",4,0,1,9025900008,"Производимый",24]
["2023-06-06T16:44:55.024","2023-06-06",118147,"ДТПК534-00.39/1К",null,"Преобразователь термоэлектрический ДТПК534-00.39/1К",1215,1458,"Под заказ","ДТПК","4",1,0,1,9025900008,"Производимый",24]
["2023-06-06T16:44:55.024","2023-06-06",134370,"ДТПК554-00.39/1,2П",null,"Преобразователь термоэлектрический ДТПК554-00.39/1,2П",1335,1602,"Под заказ","ДТПК","4",75,0,1,9025900008,"Производимый",24]
["2023-06-06T16:44:55.024","2023-06-06",136027,"ДТПК564-00.58/6",null,"Преобразователь термоэлектрический ДТПК564-00.58/6",2715,3258,"Под заказ","ДТПК","4",2,0,1,9025900008,"Производимый",24]
["2023-06-06T16:44:55.024","2023-06-06",115483,"ДТПК644-00.20/2",null,"Преобразователь термоэлектрический ДТПК644-00.20/2",1650,1980,"Под заказ","ДТПК","4",40,0,1,9025900008,"Производимый",24]
["2023-06-06T16:44:55.024","2023-06-06",111685,"ДТПК724-07.10/3,0К.1",null,"Преобразователь термоэлектрический ДТПК724-07.10/3,0К.1",4185,5022,"Под заказ","ДТПК","6",1,0,1,9025900008,"Производимый",24]
["2023-06-06T16:44:55.024","2023-06-06",99597,"ДТПК724-07.320/0,2К.1",null,"Преобразователь термоэлектрический ДТПК724-07.320/0,2К.1",3495,4194,"Под заказ","ДТПК","6",1,0,1,9025900008,"Производимый",60]
["2023-06-06T16:44:55.024","2023-06-06",98521,"ДТПК014-00.25/20.ЕХI-Т6",null,"Преобразователь термоэлектрический ДТПК014-00.25/20.ЕХI-Т6",7100,8520,"Под заказ","ДТПК Exi","4",116,0,1,9025900008,"Производимый",0]
["2023-06-06T16:44:55.024","2023-06-06",116253,"ДТПК034ЭНЖ-00.25/3.ЕХI-Т3",null,"Преобразователь термоэлектрический ДТПК034ЭНЖ-00.25/3.ЕХI-Т3",2000,2400,"Под заказ","ДТПК Exi","4",768,0,1,9025900008,"Производимый",24]
["2023-06-06T16:44:55.024","2023-06-06",76886,"ДТПК035-0110.1600.ЕХI-Т5",null,"Преобразователь термоэлектрический ДТПК035-0110.1600.ЕХI-Т5",8830,10596,"Под заказ","ДТПК Exi","4",1,0,1,9025900008,"Производимый",24]
["2023-06-06T16:44:55.024","2023-06-06",82047,"ДТПК045-0100.1000.ЕХI-Т6",null,"Преобразователь термоэлектрический ДТПК045-0100.1000.ЕХI-Т6",4480,5376,"Под заказ","ДТПК Exi","По запросу",1,0,1,9025900008,"Производимый",24]
["2023-06-06T16:44:55.024","2023-06-06",136477,"ДТПК054-00.60/20.ЕХI-Т3",null,"Преобразователь термоэлектрический ДТПК054-00.60/20.ЕХI-Т3",7830,9396,"Под заказ","ДТПК Exi","4",116,0,1,9025900008,"Производимый",24]
["2023-06-06T16:44:55.024","2023-06-06",83535,"ДТПК054-10.120/2.ЕХI-Т1",null,"Преобразователь термоэлектрический ДТПК054-10.120/2.ЕХI-Т1",2430,2916,"Под заказ","ДТПК Exi","По запросу",1,0,1,9025900008,"Производимый",24]
["2023-06-06T16:44:55.024","2023-06-06",83321,"ДТПК075-0111.120.ЕХI-Т2",null,"Преобразователь термоэлектрический ДТПК075-0111.120.ЕХI-Т2",8830,10596,"Под заказ","ДТПК Exi","4",286,0,1,9025900008,"Производимый",24]
["2023-06-06T16:44:55.024","2023-06-06",100797,"ДТПК134-00.160/2К.ЕХI-Т3",null,"Преобразователь термоэлектрический ДТПК134-00.160/2К.ЕХI-Т3",2430,2916,"Под заказ","ДТПК Exi","4",1,0,1,9025900008,"Производимый",24]
["2023-06-06T16:44:55.024","2023-06-06",86973,"ДТПК234-09.50/5,0К.1.ЕХI-Т1",null,"Преобразователь термоэлектрический ДТПК234-09.50/5,0К.1.ЕХI-Т1",7461,8953.2000000000007,"Под заказ","ДТПК Exi","45",10,0,1,9025900008,"Производимый",24]
["2023-06-06T16:44:55.024","2023-06-06",110069,"ДТПК285-0717.10000.1.ЕХI-Т1",null,"Преобразователь термоэлектрический ДТПК285-0717.10000.1.ЕХI-Т1",38936,46723.199999999997,"Под заказ","ДТПК Exi","6",8,0,1,9025900008,"Производимый",24]
["2023-06-06T16:44:55.024","2023-06-06",81966,"ДТПК285Л-0917.80.1.ЕХI-Т3",null,"Преобразователь термоэлектрический ДТПК285Л-0917.80.1.ЕХI-Т3",9614,11536.8,"Под заказ","ДТПК Exi","По запросу",1,0,1,9025900008,"Производимый",24]
["2023-06-06T16:44:55.024","2023-06-06",105747,"ДТПК444-09.25000/1,0С.1.ЕХI-Т6",null,"Преобразователь термоэлектрический ДТПК444-09.25000/1,0С.1.ЕХI-Т6",84149,100978.8,"Под заказ","ДТПК Exi","6",15,0,1,9025900008,"Производимый",24]
["2023-06-06T16:44:55.024","2023-06-06",82884,"ДТПК454-05.60/10,0К.1.ЕХI-Т3",null,"Преобразователь термоэлектрический ДТПК454-05.60/10,0К.1.ЕХI-T3",8321,9985.2000000000007,"Под заказ","ДТПК Exi","45",42,0,1,9025900008,"Производимый",24]
["2023-06-06T16:44:55.024","2023-06-06",135281,"ДТПК644-00.20/10.ЕХI-Т4",null,"Преобразователь термоэлектрический ДТПК644-00.20/10.ЕХI-Т4",5100,6120,"Под заказ","ДТПК Exi","4",40,0,1,9025900008,"Производимый",24]
["2023-06-06T16:44:55.024","2023-06-06",94662,"2ДТС064-100М.В2.60/0,2",null,"Термопреобразователь сопротивления 2ДТС064-100М.В2.60/0,2",2250,2700,"Под заказ","ДТС 100М","30",555,0,1,9025900008,"Производимый",24]
["2023-06-06T16:44:55.024","2023-06-06",61248,"2ДТС065Л-100М.В3.120",null,"Термопреобразователь сопротивления 2ДТС065Л-100М.В3.120",1800,2160,"Под заказ","ДТС 100М","9",146,0,1,9025900008,"Производимый",24]
["2023-06-06T16:44:55.024","2023-06-06",99177,"ДТС014-100М.В3.25/10",null,"Термопреобразователь сопротивления ДТС014-100М.В3.25/10",1800,2160,"Под заказ","ДТС 100М","12",1,0,1,9025900008,"Производимый",0]
["2023-06-06T16:44:55.024","2023-06-06",99149,"ДТС014-100М.В4.25/2",null,"Термопреобразователь сопротивления ДТС014-100М.В4.25/2",1200,1440,"Под заказ","ДТС 100М","30",1,0,1,9025900008,"Производимый",0]
["2023-06-06T16:44:55.024","2023-06-06",95689,"ДТС015-100М.В3.300",null,"Термопреобразователь сопротивления ДТС015-100М.В3.300",1100,1320,"Под заказ","ДТС 100М","9",1000,0,1,9025900008,"Производимый",24]
["2023-06-06T16:44:55.024","2023-06-06",30622,"ДТС015-100М.В4.200",null,"Термопреобразователь сопротивления ДТС015-100М.В4.200",1025,1230,"Под заказ","ДТС 100М","9",1000,0,1,9025900008,"Производимый",24]
["2023-06-06T16:44:55.024","2023-06-06",86139,"ДТС015Л-100М.В2.180.МГ",null,"Термопреобразователь сопротивления ДТС015Л-100М.В2.180.МГ",1525,1830,"Под заказ","ДТС 100М","9",342,0,1,9025900008,"Производимый",24]
["2023-06-06T16:44:55.024","2023-06-06",21089,"ДТС024-100М.В4.30/4",null,"Термопреобразователь сопротивления ДТС024-100М.В4.30/4",1400,1680,"Под заказ","ДТС 100М","12",1,0,1,9025900008,"Производимый",24]
["2023-06-06T16:44:55.024","2023-06-06",8555,"ДТС025-100М.В3.200",null,"Термопреобразователь сопротивления ДТС025-100М.В3.200",1025,1230,"Под заказ","ДТС 100М","9",1000,0,1,9025900008,"Производимый",24]
["2023-06-06T16:44:55.024","2023-06-06",8120,"ДТС025-100М.В3.630",null,"Термопреобразователь сопротивления ДТС025-100М.В3.630",1100,1320,"Под заказ","ДТС 100М","9",1000,0,1,9025900008,"Производимый",24]
["2023-06-06T16:44:55.024","2023-06-06",36772,"ДТС035-100М.В2.200",null,"Термопреобразователь сопротивления ДТС035-100М.В2.200",1300,1560,"Под заказ","ДТС 100М","9",1000,0,1,9025900008,"Производимый",24]
["2023-06-06T16:44:55.024","2023-06-06",39944,"ДТС035-100М.В3.1250",null,"Термопреобразователь сопротивления ДТС035-100М.В3.1250",2225,2670,"Под заказ","ДТС 100М","9",1000,0,1,9025900008,"Производимый",24]
["2023-06-06T16:44:55.024","2023-06-06",41270,"ДТС035-100М.В3.200.МГ",null,"Термопреобразователь сопротивления ДТС035-100М.В3.200.МГ",1800,2160,"Под заказ","ДТС 100М","9",1000,0,1,9025900008,"Производимый",24]
["2023-06-06T16:44:55.024","2023-06-06",104186,"ДТС035-100М.В4.100.МГ",null,"Термопреобразователь сопротивления ДТС035-100М.В4.100.МГ",1800,2160,"Под заказ","ДТС 100М","9",140,0,1,9025900008,"Производимый",24]
["2023-06-06T16:44:55.024","2023-06-06",49207,"ДТС035-100М.С4.100",null,"Термопреобразователь сопротивления ДТС035-100М.С4.100",1300,1560,"Под заказ","ДТС 100М","9",1,0,1,9025900008,"Производимый",24]
["2023-06-06T16:44:55.024","2023-06-06",41707,"ДТС035Л-100М.В2.250",null,"Термопреобразователь сопротивления ДТС035Л-100М.В2.250",1300,1560,"Под заказ","ДТС 100М","9",1,0,1,9025900008,"Производимый",24]
["2023-06-06T16:44:55.024","2023-06-06",47108,"ДТС035Л-100М.В4.120",null,"Термопреобразователь сопротивления ДТС035Л-100М.В4.120",1300,1560,"Под заказ","ДТС 100М","9",1000,0,1,9025900008,"Производимый",24]
["2023-06-06T16:44:55.024","2023-06-06",10947,"ДТС044-100М.В4.35/1,5",null,"Термопреобразователь сопротивления ДТС044-100М.В4.35/1,5",1150,1380,"Под заказ","ДТС 100М","12",1,0,1,9025900008,"Производимый",24]
["2023-06-06T16:44:55.024","2023-06-06",41877,"ДТС045-100М.В3.160.G3/4",null,"Термопреобразователь сопротивления ДТС045-100М.В3.160.G3/4",1495,1794,"Под заказ","ДТС 100М","9",1,0,1,9025900008,"Производимый",24]
["2023-06-06T16:44:55.024","2023-06-06",7258,"ДТС045-100М.В3.80",null,"Термопреобразователь сопротивления ДТС045-100М.В3.80",1300,1560,"Под заказ","ДТС 100М","9",1000,0,1,9025900008,"Производимый",24]
["2023-06-06T16:44:55.024","2023-06-06",9050,"ДТС045-100М.В4.120",null,"Термопреобразователь сопротивления ДТС045-100М.В4.120",1300,1560,"Под заказ","ДТС 100М","9",1000,0,1,9025900008,"Производимый",24]
["2023-06-06T16:44:55.024","2023-06-06",44612,"ДТС045Л-100М.В2.200",null,"Термопреобразователь сопротивления ДТС045Л-100М.В2.200",1300,1560,"Под заказ","ДТС 100М","9",1,0,1,9025900008,"Производимый",24]
["2023-06-06T16:44:55.024","2023-06-06",51944,"ДТС045Л-100М.В3.100",null,"Термопреобразователь сопротивления ДТС045Л-100М.В3.100",1300,1560,"Под заказ","ДТС 100М","9",1000,0,1,9025900008,"Производимый",24]
["2023-06-06T16:44:55.024","2023-06-06",56307,"ДТС045Л-100М.С4.2000",null,"Термопреобразователь сопротивления ДТС045Л-100М.С4.2000",2225,2670,"Под заказ","ДТС 100М","9",1,0,1,9025900008,"Производимый",24]
["2023-06-06T16:44:55.024","2023-06-06",21939,"ДТС054-100М.В3.160/1,5",null,"Термопреобразователь сопротивления ДТС054-100М.В3.160/1,5",1505,1806,"Под заказ","ДТС 100М","12",1,0,1,9025900008,"Производимый",24]
["2023-06-06T16:44:55.024","2023-06-06",21497,"ДТС054-100М.В3.60/20",null,"Термопреобразователь сопротивления ДТС054-100М.В3.60/20",2985,3582,"Под заказ","ДТС 100М","12",1,0,1,9025900008,"Производимый",24]
["2023-06-06T16:44:55.024","2023-06-06",45505,"ДТС054-100М.В4.320/5",null,"Термопреобразователь сопротивления ДТС054-100М.В4.320/5",2060,2472,"Под заказ","ДТС 100М","30",915,0,1,9025900008,"Производимый",24]
["2023-06-06T16:44:55.024","2023-06-06",51447,"ДТС055-100М.В4.1250",null,"Термопреобразователь сопротивления ДТС055-100М.В4.1250",2225,2670,"Под заказ","ДТС 100М","9",782,0,1,9025900008,"Производимый",24]
["2023-06-06T16:44:55.024","2023-06-06",18167,"ДТС064-100М.В3.100/0,3",null,"Термопреобразователь сопротивления ДТС064-100М.В3.100/0,3",1409,1690.8,"Под заказ","ДТС 100М","12",1000,0,1,9025900008,"Производимый",24]
["2023-06-06T16:44:55.024","2023-06-06",35790,"ДТС064-100М.В3.160/2",null,"Термопреобразователь сопротивления ДТС064-100М.В3.160/2",1545,1854,"Под заказ","ДТС 100М","12",1000,0,1,9025900008,"Производимый",24]
["2023-06-06T16:44:55.024","2023-06-06",47320,"ДТС064-100М.В3.250/1,8",null,"Термопреобразователь сопротивления ДТС064-100М.В3.250/1,8",1704,2044.8,"Под заказ","ДТС 100М","12",1000,0,1,9025900008,"Производимый",24]
["2023-06-06T16:44:55.024","2023-06-06",65440,"ДТС064-100М.В4.200/2,5",null,"Термопреобразователь сопротивления ДТС064-100М.В4.200/2,5",1810,2172,"Под заказ","ДТС 100М","30",1,0,1,9025900008,"Производимый",24]
["2023-06-06T16:44:55.024","2023-06-06",64956,"ДТС065-100М.В2.60.G1/2",null,"Термопреобразователь сопротивления ДТС065-100М.В2.60.G1/2",1495,1794,"Под заказ","ДТС 100М","9",1000,0,1,9025900008,"Производимый",24]
["2023-06-06T16:44:55.024","2023-06-06",7266,"ДТС065-100М.В3.200",null,"Термопреобразователь сопротивления ДТС065-100М.В3.200",1300,1560,"Под заказ","ДТС 100М","9",1000,0,1,9025900008,"Производимый",24]
["2023-06-06T16:44:55.024","2023-06-06",48082,"ДТС065-100М.В4.1600",null,"Термопреобразователь сопротивления ДТС065-100М.В4.1600",2225,2670,"Под заказ","ДТС 100М","9",1,0,1,9025900008,"Производимый",24]
["2023-06-06T16:44:55.024","2023-06-06",45332,"ДТС074-100М.В3.120/0,2",null,"Термопреобразователь сопротивления ДТС074-100М.В3.120/0,2",1385,1662,"Под заказ","ДТС 100М","12",1,0,1,9025900008,"Производимый",24]
["2023-06-06T16:44:55.024","2023-06-06",10389,"ДТС074-100М.В3.320/2,5",null,"Термопреобразователь сопротивления ДТС074-100М.В3.320/2,5",1760,2112,"Под заказ","ДТС 100М","12",1,0,1,9025900008,"Производимый",24]
["2023-06-06T16:44:55.024","2023-06-06",31824,"ДТС074-100М.В3.80/2",null,"Термопреобразователь сопротивления ДТС074-100М.В3.80/2",1545,1854,"Под заказ","ДТС 100М","12",1,0,1,9025900008,"Производимый",24]
["2023-06-06T16:44:55.024","2023-06-06",8755,"ДТС075-100М.В3.60",null,"Термопреобразователь сопротивления ДТС075-100М.В3.60",1300,1560,"Под заказ","ДТС 100М","9",1000,0,1,9025900008,"Производимый",24]
["2023-06-06T16:44:55.024","2023-06-06",111167,"ДТС084-100М.В3.160/10",null,"Термопреобразователь сопротивления ДТС084-100М.В3.160/10",2185,2622,"Под заказ","ДТС 100М","12",1,0,1,9025900008,"Производимый",24]
["2023-06-06T16:44:55.024","2023-06-06",41610,"ДТС094-100М.В2.60/0,2",null,"Термопреобразователь сопротивления ДТС094-100М.В2.60/0,2",1050,1260,"Под заказ","ДТС 100М","12",1,0,1,9025900008,"Производимый",24]
["2023-06-06T16:44:55.024","2023-06-06",7811,"ДТС094-100М.В3.60/3",null,"Термопреобразователь сопротивления ДТС094-100М.В3.60/3",1290,1548,"Под заказ","ДТС 100М","12",1000,0,1,9025900008,"Производимый",24]
["2023-06-06T16:44:55.024","2023-06-06",8941,"ДТС095-100М.В3.320",null,"Термопреобразователь сопротивления ДТС095-100М.В3.320",1450,1740,"Под заказ","ДТС 100М","9",1,0,1,9025900008,"Производимый",24]
["2023-06-06T16:44:55.024","2023-06-06",42397,"ДТС104-100М.В3.200/2",null,"Термопреобразователь сопротивления ДТС104-100М.В3.200/2",1305,1566,"Под заказ","ДТС 100М","12",1000,0,1,9025900008,"Производимый",24]
["2023-06-06T16:44:55.024","2023-06-06",8640,"ДТС104-100М.В3.250/1",null,"Термопреобразователь сопротивления ДТС104-100М.В3.250/1",1225,1470,"Под заказ","ДТС 100М","12",1000,0,1,9025900008,"Производимый",24]
["2023-06-06T16:44:55.024","2023-06-06",104300,"ДТС105-100М.В2.800",null,"Термопреобразователь сопротивления ДТС105-100М.В2.800",1450,1740,"Под заказ","ДТС 100М","9",1,0,1,9025900008,"Производимый",24]
["2023-06-06T16:44:55.024","2023-06-06",44290,"ДТС105-100М.В3.60.МГ",null,"Термопреобразователь сопротивления ДТС105-100М.В3.60.МГ",1800,2160,"Под заказ","ДТС 100М","9",1000,0,1,9025900008,"Производимый",24]
["2023-06-06T16:44:55.024","2023-06-06",16679,"ДТС105-100М.В4.80",null,"Термопреобразователь сопротивления ДТС105-100М.В4.80",1300,1560,"Под заказ","ДТС 100М","9",1000,0,1,9025900008,"Производимый",24]
["2023-06-06T16:44:55.024","2023-06-06",49582,"ДТС105Л-100М.В3.400",null,"Термопреобразователь сопротивления ДТС105Л-100М.В3.400",1450,1740,"Под заказ","ДТС 100М","9",1000,0,1,9025900008,"Производимый",24]
["2023-06-06T16:44:55.024","2023-06-06",60868,"ДТС114-100М.В3.80/15",null,"Термопреобразователь сопротивления ДТС114-100М.В3.80/15",2250,2700,"Под заказ","ДТС 100М","12",1,0,1,9025900008,"Производимый",24]
["2023-06-06T16:44:55.024","2023-06-06",38484,"ДТС125-100М.В2.120",null,"Термопреобразователь сопротивления ДТС125-100М.В2.120",1184,1420.8,"Под заказ","ДТС 100М","4",1,0,1,9025900008,"Производимый",24]
["2023-06-06T16:44:55.024","2023-06-06",16137,"ДТС144-100М.В3.200/2",null,"Термопреобразователь сопротивления ДТС144-100М.В3.200/2",1720,2064,"Под заказ","ДТС 100М","12",1,0,1,9025900008,"Производимый",24]
["2023-06-06T16:44:55.024","2023-06-06",126041,"ДТС145-100М.В3.130",null,"Термопреобразователь сопротивления ДТС145-100М.В3.130",1300,1560,"Под заказ","ДТС 100М","9",1000,0,1,9025900008,"Производимый",24]
["2023-06-06T16:44:55.024","2023-06-06",11475,"ДТС145-100М.В3.80",null,"Термопреобразователь сопротивления ДТС145-100М.В3.80",1300,1560,"Под заказ","ДТС 100М","9",1000,0,1,9025900008,"Производимый",24]
["2023-06-06T16:44:55.024","2023-06-06",39301,"ДТС145-100М.С3.60.G1/2",null,"Термопреобразователь сопротивления ДТС145-100М.С3.60.G1/2",1495,1794,"Под заказ","ДТС 100М","9",1,0,1,9025900008,"Производимый",24]
["2023-06-06T16:44:55.024","2023-06-06",53029,"ДТС174-100М.В3.120/7",null,"Термопреобразователь сопротивления ДТС174-100М.В3.120/7",3800,4560,"Под заказ","ДТС 100М","12",1,0,1,9025900008,"Производимый",24]
["2023-06-06T16:44:55.024","2023-06-06",35701,"ДТС174-100М.В3.200/6",null,"Термопреобразователь сопротивления ДТС174-100М.В3.200/6",3960,4752,"Под заказ","ДТС 100М","12",1,0,1,9025900008,"Производимый",24]
["2023-06-06T16:44:55.024","2023-06-06",76891,"ДТС184-100М.В3.160/3",null,"Термопреобразователь сопротивления ДТС184-100М.В3.160/3",2800,3360,"Под заказ","ДТС 100М","12",1,0,1,9025900008,"Производимый",24]
["2023-06-06T16:44:55.024","2023-06-06",11866,"ДТС194-100М.В3.60/0,2",null,"Термопреобразователь сопротивления ДТС194-100М.В3.60/0,2",1385,1662,"Под заказ","ДТС 100М","12",1000,0,1,9025900008,"Производимый",24]
["2023-06-06T16:44:55.024","2023-06-06",97990,"ДТС204-100М.В4.65/0,2",null,"Термопреобразователь сопротивления ДТС204-100М.В4.65/0,2",1385,1662,"Под заказ","ДТС 100М","30",1,0,1,9025900008,"Производимый",24]
["2023-06-06T16:44:55.024","2023-06-06",89445,"ДТС214-100М.В3.30/4",null,"Термопреобразователь сопротивления ДТС214-100М.В3.30/4",1320,1584,"Под заказ","ДТС 100М","12",1,0,1,9025900008,"Производимый",24]
["2023-06-06T16:44:55.024","2023-06-06",118020,"ДТС224-100М.В3.43/1,2",null,"Термопреобразователь сопротивления ДТС224-100М.В3.43/1,2",1896,2275.1999999999998,"Под заказ","ДТС 100М","12",1,0,1,9025900008,"Производимый",24]
["2023-06-06T16:44:55.024","2023-06-06",42883,"ДТС224-100М.В4.43/1",null,"Термопреобразователь сопротивления ДТС224-100М.В4.43/1",1900,2280,"Под заказ","ДТС 100М","30",1,0,1,9025900008,"Производимый",24]
["2023-06-06T16:44:55.024","2023-06-06",59646,"ДТС314-100М.В3.40/5",null,"Термопреобразователь сопротивления ДТС314-100М.В3.40/5",2250,2700,"Под заказ","ДТС 100М","12",1,0,1,9025900008,"Производимый",24]
["2023-06-06T16:44:55.024","2023-06-06",118326,"ДТС335-100М.В2.100",null,"Термопреобразователь сопротивления ДТС335-100М.В2.100",1300,1560,"Под заказ","ДТС 100М","9",1000,0,1,9025900008,"Производимый",24]
["2023-06-06T16:44:55.024","2023-06-06",115829,"ДТС335-100М.В4.80.МГ",null,"Термопреобразователь сопротивления ДТС335-100М.В4.80.МГ",1800,2160,"Под заказ","ДТС 100М","9",342,0,1,9025900008,"Производимый",24]
["2023-06-06T16:44:55.024","2023-06-06",104564,"ДТС335Л-100М.В3.120",null,"Термопреобразователь сопротивления ДТС335Л-100М.В3.120",1300,1560,"Под заказ","ДТС 100М","9",1000,0,1,9025900008,"Производимый",24]
["2023-06-06T16:44:55.024","2023-06-06",98218,"ДТС414-100М.В3.80/3",null,"Термопреобразователь сопротивления ДТС414-100М.В3.80/3",1750,2100,"Под заказ","ДТС 100М","12",1,0,1,9025900008,"Производимый",24]
["2023-06-06T16:44:55.024","2023-06-06",131094,"ДТС654-100М.В3.70/2",null,"Термопреобразователь сопротивления ДТС654-100М.В3.70/2",1152,1382.4,"Под заказ","ДТС 100М","12",1,0,1,9025900008,"Производимый",24]
["2023-06-06T16:44:55.024","2023-06-06",87571,"2ДТС035Л-100П.В3.1000",null,"Термопреобразователь сопротивления 2ДТС035Л-100П.В3.1000",5660,6792,"Под заказ","ДТС 100П","15",15,0,1,9025900008,"Производимый",24]
["2023-06-06T16:44:55.024","2023-06-06",62166,"2ДТС045Л-100П.В3.120",null,"Термопреобразователь сопротивления 2ДТС045Л-100П.В3.120",4815,5778,"Под заказ","ДТС 100П","15",15,0,1,9025900008,"Производимый",24]
["2023-06-06T16:44:55.024","2023-06-06",94749,"2ДТС065Л-100П.А3.1250",null,"Термопреобразователь сопротивления 2ДТС065Л-100П.А3.1250",6792,8150.4,"Под заказ","ДТС 100П","15",1,0,1,9025900008,"Производимый",24]
["2023-06-06T16:44:55.024","2023-06-06",72477,"2ДТС104-100П.В3.320/0,2",null,"Термопреобразователь сопротивления 2ДТС104-100П.В3.320/0,2",3970,4764,"Под заказ","ДТС 100П","15",15,0,1,9025900008,"Производимый",24]
["2023-06-06T16:44:55.024","2023-06-06",99131,"ДТС014-100П.А3.25/12",null,"Термопреобразователь сопротивления ДТС014-100П.А3.25/12",3960,4752,"Под заказ","ДТС 100П","12",1,0,1,9025900008,"Производимый",0]
["2023-06-06T16:44:55.024","2023-06-06",99114,"ДТС014-100П.А4.25/2,5",null,"Термопреобразователь сопротивления ДТС014-100П.А4.25/2,5",3250,3900,"Под заказ","ДТС 100П","12",1,0,1,9025900008,"Производимый",0]
["2023-06-06T16:44:55.024","2023-06-06",42295,"ДТС015-100П.А3.100.МГ",null,"Термопреобразователь сопротивления ДТС015-100П.А3.100.МГ",4046,4855.2,"Под заказ","ДТС 100П","9",649,0,1,9025900008,"Производимый",24]
["2023-06-06T16:44:55.024","2023-06-06",69605,"ДТС015-100П.А4.320",null,"Термопреобразователь сопротивления ДТС015-100П.А4.320",3750,4500,"Под заказ","ДТС 100П","9",788,0,1,9025900008,"Производимый",24]
["2023-06-06T16:44:55.024","2023-06-06",10272,"ДТС015-100П.В3.100",null,"Термопреобразователь сопротивления ДТС015-100П.В3.100",2955,3546,"Под заказ","ДТС 100П","9",649,0,1,9025900008,"Производимый",24]
["2023-06-06T16:44:55.024","2023-06-06",31922,"ДТС015-100П.В3.300.МГ",null,"Термопреобразователь сопротивления ДТС015-100П.В3.300.МГ",3625,4350,"Под заказ","ДТС 100П","9",788,0,1,9025900008,"Производимый",24]
["2023-06-06T16:44:55.024","2023-06-06",79996,"ДТС015Л-100П.В3.800",null,"Термопреобразователь сопротивления ДТС015Л-100П.В3.800",3125,3750,"Под заказ","ДТС 100П","9",788,0,1,9025900008,"Производимый",24]
["2023-06-06T16:44:55.024","2023-06-06",10364,"ДТС024-100П.В3.30/1",null,"Термопреобразователь сопротивления ДТС024-100П.В3.30/1",2580,3096,"Под заказ","ДТС 100П","12",649,0,1,9025900008,"Производимый",24]
["2023-06-06T16:44:55.024","2023-06-06",48296,"ДТС024-100П.С3.30/1,6",null,"Термопреобразователь сопротивления ДТС024-100П.С3.30/1,6",2628,3153.6,"Под заказ","ДТС 100П","12",649,0,1,9025900008,"Производимый",24]
["2023-06-06T16:44:55.024","2023-06-06",51907,"ДТС025-100П.В2.320",null,"Термопреобразователь сопротивления ДТС025-100П.В2.320",3125,3750,"Под заказ","ДТС 100П","9",417,0,1,9025900008,"Производимый",24]
["2023-06-06T16:44:55.024","2023-06-06",10565,"ДТС025-100П.В3.250",null,"Термопреобразователь сопротивления ДТС025-100П.В3.250",2955,3546,"Под заказ","ДТС 100П","9",788,0,1,9025900008,"Производимый",24]
["2023-06-06T16:44:55.024","2023-06-06",57678,"ДТС025-100П.В4.180",null,"Термопреобразователь сопротивления ДТС025-100П.В4.180",2955,3546,"Под заказ","ДТС 100П","9",1,0,1,9025900008,"Производимый",24]
["2023-06-06T16:44:55.024","2023-06-06",99510,"ДТС034-100П.В4.25/1,2",null,"Термопреобразователь сопротивления ДТС034-100П.В4.25/1,2",2620,3144,"Под заказ","ДТС 100П","12",1,0,1,9025900008,"Производимый",0]
["2023-06-06T16:44:55.024","2023-06-06",9590,"ДТС035-100П.А3.160",null,"Термопреобразователь сопротивления ДТС035-100П.А3.160",4158,4989.6000000000004,"Под заказ","ДТС 100П","9",788,0,1,9025900008,"Производимый",24]
["2023-06-06T16:44:55.024","2023-06-06",9651,"ДТС035-100П.А3.60",null,"Термопреобразователь сопротивления ДТС035-100П.А3.60",4158,4989.6000000000004,"Под заказ","ДТС 100П","9",649,0,1,9025900008,"Производимый",24]
["2023-06-06T16:44:55.024","2023-06-06",50010,"ДТС035-100П.В2.320",null,"Термопреобразователь сопротивления ДТС035-100П.В2.320",3670,4404,"Под заказ","ДТС 100П","9",333,0,1,9025900008,"Производимый",0]
["2023-06-06T16:44:55.024","2023-06-06",30226,"ДТС035-100П.В3.180",null,"Термопреобразователь сопротивления ДТС035-100П.В3.180",3465,4158,"Под заказ","ДТС 100П","9",788,0,1,9025900008,"Производимый",24]
["2023-06-06T16:44:55.024","2023-06-06",84325,"ДТС035-100П.В3.250.МГ.G3/4",null,"Термопреобразователь сопротивления ДТС035-100П.В3.250.МГ.G3/4",4485,5382,"Под заказ","ДТС 100П","9",788,0,1,9025900008,"Производимый",24]
["2023-06-06T16:44:55.024","2023-06-06",10120,"ДТС035-100П.В4.120",null,"Термопреобразователь сопротивления ДТС035-100П.В4.120",3465,4158,"Под заказ","ДТС 100П","9",788,0,1,9025900008,"Производимый",24]
["2023-06-06T16:44:55.024","2023-06-06",18799,"ДТС035-100П.В4.800",null,"Термопреобразователь сопротивления ДТС035-100П.В4.800",3670,4404,"Под заказ","ДТС 100П","9",788,0,1,9025900008,"Производимый",24]
["2023-06-06T16:44:55.024","2023-06-06",41078,"ДТС035Л-100П.В3.120",null,"Термопреобразователь сопротивления ДТС035Л-100П.В3.120",3465,4158,"Под заказ","ДТС 100П","9",788,0,1,9025900008,"Производимый",24]
["2023-06-06T16:44:55.024","2023-06-06",58434,"ДТС035Л-100П.В3.400.МГ",null,"Термопреобразователь сопротивления ДТС035Л-100П.В3.400.МГ",4170,5004,"Под заказ","ДТС 100П","9",342,0,1,9025900008,"Производимый",24]
["2023-06-06T16:44:55.024","2023-06-06",48102,"ДТС035Э1-100П.В3.80",null,"Термопреобразователь сопротивления ДТС035Э1-100П.В3.80",4158,4989.6000000000004,"Под заказ","ДТС 100П","По запросу",1,0,1,9025900008,"Производимый",24]
["2023-06-06T16:44:55.024","2023-06-06",9456,"ДТС044-100П.В3.35/0,2",null,"Термопреобразователь сопротивления ДТС044-100П.В3.35/0,2",2500,3000,"Под заказ","ДТС 100П","12",1,0,1,9025900008,"Производимый",24]
["2023-06-06T16:44:55.024","2023-06-06",50503,"ДТС044-100П.С3.30/4,5",null,"Термопреобразователь сопротивления ДТС044-100П.С3.30/4,5",2860,3432,"Под заказ","ДТС 100П","12",1,0,1,9025900008,"Производимый",24]
["2023-06-06T16:44:55.024","2023-06-06",21893,"ДТС045-100П.А3.160.МГ",null,"Термопреобразователь сопротивления ДТС045-100П.А3.160.МГ",4658,5589.6,"Под заказ","ДТС 100П","9",1,0,1,9025900008,"Производимый",24]
["2023-06-06T16:44:55.024","2023-06-06",106374,"ДТС045-100П.В2.60",null,"Термопреобразователь сопротивления ДТС045-100П.В2.60",3465,4158,"Под заказ","ДТС 100П","9",588,0,1,9025900008,"Производимый",24]
["2023-06-06T16:44:55.024","2023-06-06",18301,"ДТС045-100П.В3.160.МГ",null,"Термопреобразователь сопротивления ДТС045-100П.В3.160.МГ",3965,4758,"Под заказ","ДТС 100П","9",788,0,1,9025900008,"Производимый",24]
["2023-06-06T16:44:55.024","2023-06-06",49515,"ДТС045-100П.В3.320.G1/2",null,"Термопреобразователь сопротивления ДТС045-100П.В3.320.G1/2",4221,5065.2,"Под заказ","ДТС 100П","9",1,0,1,9025900008,"Производимый",24]
["2023-06-06T16:44:55.024","2023-06-06",10908,"ДТС045-100П.В4.100",null,"Термопреобразователь сопротивления ДТС045-100П.В4.100",3465,4158,"Под заказ","ДТС 100П","9",649,0,1,9025900008,"Производимый",24]
["2023-06-06T16:44:55.024","2023-06-06",18088,"ДТС045-100П.С3.500",null,"Термопреобразователь сопротивления ДТС045-100П.С3.500",3670,4404,"Под заказ","ДТС 100П","9",1,0,1,9025900008,"Производимый",24]
["2023-06-06T16:44:55.024","2023-06-06",102473,"ДТС045Л-100П.А4.200",null,"Термопреобразователь сопротивления ДТС045Л-100П.А4.200",4158,4989.6000000000004,"Под заказ","ДТС 100П","9",1,0,1,9025900008,"Производимый",24]
["2023-06-06T16:44:55.024","2023-06-06",80834,"ДТС045Л-100П.В3.2000.МГ",null,"Термопреобразователь сопротивления ДТС045Л-100П.В3.2000.МГ",4280,5136,"Под заказ","ДТС 100П","9",342,0,1,9025900008,"Производимый",24]
["2023-06-06T16:44:55.024","2023-06-06",11928,"ДТС054-100П.А3.120/1,5",null,"Термопреобразователь сопротивления ДТС054-100П.А3.120/1,5",3672,4406.3999999999996,"Под заказ","ДТС 100П","12",1,0,1,9025900008,"Производимый",24]
["2023-06-06T16:44:55.024","2023-06-06",36571,"ДТС054-100П.А3.80/0,2",null,"Термопреобразователь сопротивления ДТС054-100П.А3.80/0,2",3552,4262.3999999999996,"Под заказ","ДТС 100П","12",1,0,1,9025900008,"Производимый",24]
["2023-06-06T16:44:55.024","2023-06-06",11827,"ДТС054-100П.А4.60/1",null,"Термопреобразователь сопротивления ДТС054-100П.А4.60/1",3652,4382.3999999999996,"Под заказ","ДТС 100П","12",1,0,1,9025900008,"Производимый",24]
["2023-06-06T16:44:55.024","2023-06-06",37930,"ДТС054-100П.В3.250/0,2",null,"Термопреобразователь сопротивления ДТС054-100П.В3.250/0,2",3040,3648,"Под заказ","ДТС 100П","12",1,0,1,9025900008,"Производимый",24]
["2023-06-06T16:44:55.024","2023-06-06",83552,"ДТС054-100П.В3.60/0,4",null,"Термопреобразователь сопротивления ДТС054-100П.В3.60/0,4",2992,3590.4,"Под заказ","ДТС 100П","12",649,0,1,9025900008,"Производимый",24]
["2023-06-06T16:44:55.024","2023-06-06",19163,"ДТС054-100П.В3.60/2,5",null,"Термопреобразователь сопротивления ДТС054-100П.В3.60/2,5",3160,3792,"Под заказ","ДТС 100П","12",1,0,1,9025900008,"Производимый",24]
["2023-06-06T16:44:55.024","2023-06-06",36620,"ДТС054-100П.В4.200/0,2",null,"Термопреобразователь сопротивления ДТС054-100П.В4.200/0,2",3040,3648,"Под заказ","ДТС 100П","30",788,0,1,9025900008,"Производимый",24]
["2023-06-06T16:44:55.024","2023-06-06",30824,"ДТС055-100П.А4.1600",null,"Термопреобразователь сопротивления ДТС055-100П.А4.1600",4536,5443.2,"Под заказ","ДТС 100П","9",1,0,1,9025900008,"Производимый",24]
["2023-06-06T16:44:55.024","2023-06-06",15726,"ДТС055-100П.В3.80",null,"Термопреобразователь сопротивления ДТС055-100П.В3.80",3465,4158,"Под заказ","ДТС 100П","9",649,0,1,9025900008,"Производимый",24]
["2023-06-06T16:44:55.024","2023-06-06",18785,"ДТС055-100П.В4.630",null,"Термопреобразователь сопротивления ДТС055-100П.В4.630",3670,4404,"Под заказ","ДТС 100П","9",788,0,1,9025900008,"Производимый",24]
["2023-06-06T16:44:55.024","2023-06-06",68608,"ДТС064-100П.А3.200/2",null,"Термопреобразователь сопротивления ДТС064-100П.А3.200/2",3808,4569.6000000000004,"Под заказ","ДТС 100П","12",788,0,1,9025900008,"Производимый",24]
["2023-06-06T16:44:55.024","2023-06-06",69160,"ДТС064-100П.А4.60/2",null,"Термопреобразователь сопротивления ДТС064-100П.А4.60/2",3752,4502.3999999999996,"Под заказ","ДТС 100П","12",1,0,1,9025900008,"Производимый",24]
["2023-06-06T16:44:55.024","2023-06-06",70054,"ДТС064-100П.В3.120/15",null,"Термопреобразователь сопротивления ДТС064-100П.В3.120/15",4160,4992,"Под заказ","ДТС 100П","12",1,0,1,9025900008,"Производимый",24]
["2023-06-06T16:44:55.024","2023-06-06",103599,"ДТС064-100П.В3.160/15",null,"Термопреобразователь сопротивления ДТС064-100П.В3.160/15",4160,4992,"Под заказ","ДТС 100П","12",788,0,1,9025900008,"Производимый",24]
["2023-06-06T16:44:55.024","2023-06-06",38696,"ДТС064-100П.В3.60/7",null,"Термопреобразователь сопротивления ДТС064-100П.В3.60/7",3520,4224,"Под заказ","ДТС 100П","12",1,0,1,9025900008,"Производимый",24]
["2023-06-06T16:44:55.024","2023-06-06",10567,"ДТС064-100П.В3.80/0,5",null,"Термопреобразователь сопротивления ДТС064-100П.В3.80/0,5",3000,3600,"Под заказ","ДТС 100П","12",649,0,1,9025900008,"Производимый",24]
["2023-06-06T16:44:55.024","2023-06-06",67939,"ДТС064Э2-100П.А3.60/20",null,"Термопреобразователь сопротивления ДТС064Э2-100П.А3.60/20",5863,7035.6,"Под заказ","ДТС 100П","12",1,0,1,9025900008,"Производимый",24]
["2023-06-06T16:44:55.024","2023-06-06",40014,"ДТС065-100П.А4.60",null,"Термопреобразователь сопротивления ДТС065-100П.А4.60",4158,4989.6000000000004,"Под заказ","ДТС 100П","9",649,0,1,9025900008,"Производимый",24]
["2023-06-06T16:44:55.024","2023-06-06",56560,"ДТС065-100П.В3.60.G1/2",null,"Термопреобразователь сопротивления ДТС065-100П.В3.60.G1/2",3985,4782,"Под заказ","ДТС 100П","9",649,0,1,9025900008,"Производимый",24]
["2023-06-06T16:44:55.024","2023-06-06",10200,"ДТС065-100П.В4.400",null,"Термопреобразователь сопротивления ДТС065-100П.В4.400",3670,4404,"Под заказ","ДТС 100П","9",788,0,1,9025900008,"Производимый",24]
["2023-06-06T16:44:55.024","2023-06-06",96330,"ДТС065Л-100П.В3.500",null,"Термопреобразователь сопротивления ДТС065Л-100П.В3.500",3670,4404,"Под заказ","ДТС 100П","9",788,0,1,9025900008,"Производимый",24]
["2023-06-06T16:44:55.024","2023-06-06",92765,"ДТС074-100П.В3.250/1",null,"Термопреобразователь сопротивления ДТС074-100П.В3.250/1",3120,3744,"Под заказ","ДТС 100П","12",788,0,1,9025900008,"Производимый",24]
["2023-06-06T16:44:55.024","2023-06-06",7457,"ДТС075-100П.А3.120",null,"Термопреобразователь сопротивления ДТС075-100П.А3.120",4158,4989.6000000000004,"Под заказ","ДТС 100П","9",1,0,1,9025900008,"Производимый",24]
["2023-06-06T16:44:55.024","2023-06-06",42611,"ДТС075-100П.А3.630",null,"Термопреобразователь сопротивления ДТС075-100П.А3.630",4404,5284.8,"Под заказ","ДТС 100П","9",1,0,1,9025900008,"Производимый",24]
["2023-06-06T16:44:55.024","2023-06-06",11149,"ДТС075-100П.В3.800",null,"Термопреобразователь сопротивления ДТС075-100П.В3.800",3670,4404,"Под заказ","ДТС 100П","9",788,0,1,9025900008,"Производимый",24]
["2023-06-06T16:44:55.024","2023-06-06",76736,"ДТС075Л-100П.В2.250",null,"Термопреобразователь сопротивления ДТС075Л-100П.В2.250",3465,4158,"Под заказ","ДТС 100П","9",1,0,1,9025900008,"Производимый",24]
["2023-06-06T16:44:55.024","2023-06-06",20268,"ДТС085-100П.В3.120",null,"Термопреобразователь сопротивления ДТС085-100П.В3.120",3465,4158,"Под заказ","ДТС 100П","9",272,0,1,9025900008,"Производимый",24]
["2023-06-06T16:44:55.024","2023-06-06",115715,"ДТС085Л-100П.В3.120",null,"Термопреобразователь сопротивления ДТС085Л-100П.В3.120",3465,4158,"Под заказ","ДТС 100П","9",272,0,1,9025900008,"Производимый",24]
["2023-06-06T16:44:55.024","2023-06-06",95687,"ДТС094-100П.А3.500/5",null,"Термопреобразователь сопротивления ДТС094-100П.А3.500/5",4156,4987.2,"Под заказ","ДТС 100П","12",788,0,1,9025900008,"Производимый",24]
["2023-06-06T16:44:55.024","2023-06-06",135845,"ДТС094-100П.А4.160/3",null,"Термопреобразователь сопротивления ДТС094-100П.А4.160/3",3540,4248,"Под заказ","ДТС 100П","12",1,0,1,9025900008,"Производимый",24]
["2023-06-06T16:44:55.024","2023-06-06",15066,"ДТС094-100П.В3.160/0,2",null,"Термопреобразователь сопротивления ДТС094-100П.В3.160/0,2",2700,3240,"Под заказ","ДТС 100П","12",1,0,1,9025900008,"Производимый",24]
["2023-06-06T16:44:55.024","2023-06-06",11007,"ДТС094-100П.В3.60/1,5",null,"Термопреобразователь сопротивления ДТС094-100П.В3.60/1,5",2820,3384,"Под заказ","ДТС 100П","12",1,0,1,9025900008,"Производимый",24]
["2023-06-06T16:44:55.024","2023-06-06",69061,"ДТС095-100П.А3.500",null,"Термопреобразователь сопротивления ДТС095-100П.А3.500",4404,5284.8,"Под заказ","ДТС 100П","9",600,0,1,9025900008,"Производимый",24]
["2023-06-06T16:44:55.024","2023-06-06",45261,"ДТС095-100П.В3.400",null,"Термопреобразователь сопротивления ДТС095-100П.В3.400",3670,4404,"Под заказ","ДТС 100П","9",1,0,1,9025900008,"Производимый",24]
["2023-06-06T16:44:55.024","2023-06-06",54458,"ДТС095Л-100П.В3.80",null,"Термопреобразователь сопротивления ДТС095Л-100П.В3.80",3465,4158,"Под заказ","ДТС 100П","9",1,0,1,9025900008,"Производимый",24]
["2023-06-06T16:44:55.024","2023-06-06",15679,"ДТС104-100П.В2.120/0,2",null,"Термопреобразователь сопротивления ДТС104-100П.В2.120/0,2",2700,3240,"Под заказ","ДТС 100П","12",1,0,1,9025900008,"Производимый",24]
["2023-06-06T16:44:55.024","2023-06-06",16183,"ДТС104-100П.В3.80/0,2",null,"Термопреобразователь сопротивления ДТС104-100П.В3.80/0,2",2700,3240,"Под заказ","ДТС 100П","12",649,0,1,9025900008,"Производимый",24]
["2023-06-06T16:44:55.024","2023-06-06",97419,"ДТС104-100П.В3.80/2",null,"Термопреобразователь сопротивления ДТС104-100П.В3.80/2",2860,3432,"Под заказ","ДТС 100П","12",649,0,1,9025900008,"Производимый",24]
["2023-06-06T16:44:55.024","2023-06-06",47600,"ДТС105-100П.В3.100.МГ",null,"Термопреобразователь сопротивления ДТС105-100П.В3.100.МГ",3965,4758,"Под заказ","ДТС 100П","9",649,0,1,9025900008,"Производимый",24]
["2023-06-06T16:44:55.024","2023-06-06",44188,"ДТС105-100П.В3.160.G1/2",null,"Термопреобразователь сопротивления ДТС105-100П.В3.160.G1/2",3985,4782,"Под заказ","ДТС 100П","9",788,0,1,9025900008,"Производимый",24]
["2023-06-06T16:44:55.024","2023-06-06",10571,"ДТС105-100П.В3.500",null,"Термопреобразователь сопротивления ДТС105-100П.В3.500",3670,4404,"Под заказ","ДТС 100П","9",788,0,1,9025900008,"Производимый",24]
["2023-06-06T16:44:55.024","2023-06-06",85389,"ДТС105Л-100П.В4.1600.МГ",null,"Термопреобразователь сопротивления ДТС105Л-100П.В4.1600.МГ",4280,5136,"Под заказ","ДТС 100П","9",342,0,1,9025900008,"Производимый",24]
["2023-06-06T16:44:55.024","2023-06-06",115036,"ДТС114-100П.В3.180/2",null,"Термопреобразователь сопротивления ДТС114-100П.В3.180/2",3120,3744,"Под заказ","ДТС 100П","12",1,0,1,9025900008,"Производимый",24]
["2023-06-06T16:44:55.024","2023-06-06",18663,"ДТС114-100П.В3.800/2",null,"Термопреобразователь сопротивления ДТС114-100П.В3.800/2",3290,3948,"Под заказ","ДТС 100П","12",1,0,1,9025900008,"Производимый",24]
["2023-06-06T16:44:55.024","2023-06-06",45338,"ДТС124-100П.А4.300/6",null,"Термопреобразователь сопротивления ДТС124-100П.А4.300/6",4248,5097.6000000000004,"Под заказ","ДТС 100П","12",1,0,1,9025900008,"Производимый",24]
["2023-06-06T16:44:55.024","2023-06-06",96224,"ДТС124-100П.В3.120/5",null,"Термопреобразователь сопротивления ДТС124-100П.В3.120/5",3360,4032,"Под заказ","ДТС 100П","12",300,0,1,9025900008,"Производимый",24]
["2023-06-06T16:44:55.024","2023-06-06",63904,"ДТС124-100П.В3.60/3",null,"Термопреобразователь сопротивления ДТС124-100П.В3.60/3",3200,3840,"Под заказ","ДТС 100П","12",1,0,1,9025900008,"Производимый",24]
["2023-06-06T16:44:55.024","2023-06-06",120546,"ДТС134-100П.В3.320/2",null,"Термопреобразователь сопротивления ДТС134-100П.В3.320/2",3200,3840,"Под заказ","ДТС 100П","12",600,0,1,9025900008,"Производимый",24]
["2023-06-06T16:44:55.024","2023-06-06",64287,"ДТС145-100П.А3.200",null,"Термопреобразователь сопротивления ДТС145-100П.А3.200",4158,4989.6000000000004,"Под заказ","ДТС 100П","9",1,0,1,9025900008,"Производимый",24]
["2023-06-06T16:44:55.024","2023-06-06",31395,"ДТС145-100П.А4.120",null,"Термопреобразователь сопротивления ДТС145-100П.А4.120",4158,4989.6000000000004,"Под заказ","ДТС 100П","9",1,0,1,9025900008,"Производимый",24]
["2023-06-06T16:44:55.024","2023-06-06",102379,"ДТС145-100П.В3.120.G1/2",null,"Термопреобразователь сопротивления ДТС145-100П.В3.120.G1/2",3985,4782,"Под заказ","ДТС 100П","9",788,0,1,9025900008,"Производимый",24]
["2023-06-06T16:44:55.024","2023-06-06",72494,"ДТС145Л-100П.В3.100.МГ",null,"Термопреобразователь сопротивления ДТС145Л-100П.В3.100.МГ",3965,4758,"Под заказ","ДТС 100П","9",1,0,1,9025900008,"Производимый",24]
["2023-06-06T16:44:55.024","2023-06-06",93206,"ДТС145Л-100П.В3.500",null,"Термопреобразователь сопротивления ДТС145Л-100П.В3.500",3670,4404,"Под заказ","ДТС 100П","9",788,0,1,9025900008,"Производимый",24]
["2023-06-06T16:44:55.024","2023-06-06",9533,"ДТС174-100П.В3.120/3",null,"Термопреобразователь сопротивления ДТС174-100П.В3.120/3",5250,6300,"Под заказ","ДТС 100П","12",300,0,1,9025900008,"Производимый",24]
["2023-06-06T16:44:55.024","2023-06-06",38399,"ДТС174-100П.В4.120/4",null,"Термопреобразователь сопротивления ДТС174-100П.В4.120/4",5780,6936,"Под заказ","ДТС 100П","12",300,0,1,9025900008,"Производимый",24]
["2023-06-06T16:44:55.024","2023-06-06",17292,"ДТС194-100П.В3.100/0,5",null,"Термопреобразователь сопротивления ДТС194-100П.В3.100/0,5",3000,3600,"Под заказ","ДТС 100П","12",649,0,1,9025900008,"Производимый",24]
["2023-06-06T16:44:55.024","2023-06-06",94075,"ДТС194-100П.В3.60/1,6",null,"Термопреобразователь сопротивления ДТС194-100П.В3.60/1,6",3088,3705.6,"Под заказ","ДТС 100П","12",649,0,1,9025900008,"Производимый",24]
["2023-06-06T16:44:55.024","2023-06-06",19700,"ДТС204-100П.В3.40/1,5",null,"Термопреобразователь сопротивления ДТС204-100П.В3.40/1,5",3080,3696,"Под заказ","ДТС 100П","12",75,0,1,9025900008,"Производимый",24]
["2023-06-06T16:44:55.024","2023-06-06",79918,"ДТС214-100П.А3.30/0,2",null,"Термопреобразователь сопротивления ДТС214-100П.А3.30/0,2",3000,3600,"Под заказ","ДТС 100П","12",649,0,1,9025900008,"Производимый",24]
["2023-06-06T16:44:55.024","2023-06-06",130504,"ДТС214-100П.А4.30/2",null,"Термопреобразователь сопротивления ДТС214-100П.А4.30/2",3200,3840,"Под заказ","ДТС 100П","30",649,0,1,9025900008,"Производимый",24]
["2023-06-06T16:44:55.024","2023-06-06",126411,"ДТС214-100П.В3.100/2",null,"Термопреобразователь сопротивления ДТС214-100П.В3.100/2",2660,3192,"Под заказ","ДТС 100П","12",649,0,1,9025900008,"Производимый",24]
["2023-06-06T16:44:55.024","2023-06-06",106181,"ДТС214-100П.В3.40/10",null,"Термопреобразователь сопротивления ДТС214-100П.В3.40/10",3300,3960,"Под заказ","ДТС 100П","12",649,0,1,9025900008,"Производимый",24]
["2023-06-06T16:44:55.024","2023-06-06",111825,"ДТС214-РТ1000.В3.30/15",null,"Термопреобразователь сопротивления ДТС214-РТ1000.В3.30/15",2467,2960.4,"Под заказ","ДТС 100П","12",1,0,1,9025900008,"Производимый",24]
["2023-06-06T16:44:55.024","2023-06-06",77421,"ДТС314-100П.А3.120/3",null,"Термопреобразователь сопротивления ДТС314-100П.А3.120/3",3750,4500,"Под заказ","ДТС 100П","12",788,0,1,9025900008,"Производимый",24]
["2023-06-06T16:44:55.024","2023-06-06",129183,"ДТС314-100П.А4.160/3",null,"Термопреобразователь сопротивления ДТС314-100П.А4.160/3",3960,4752,"Под заказ","ДТС 100П","12",1,0,1,9025900008,"Производимый",24]
["2023-06-06T16:44:55.024","2023-06-06",110175,"ДТС314-100П.В4.40/2",null,"Термопреобразователь сопротивления ДТС314-100П.В4.40/2",3140,3768,"Под заказ","ДТС 100П","12",649,0,1,9025900008,"Производимый",24]
["2023-06-06T16:44:55.024","2023-06-06",82914,"ДТС324-100П.В3.41/2,5",null,"Термопреобразователь сопротивления ДТС324-100П.В3.41/2,5",4365,5238,"Под заказ","ДТС 100П","12",649,0,1,9025900008,"Производимый",24]
["2023-06-06T16:44:55.024","2023-06-06",96495,"ДТС335-100П.В3.120",null,"Термопреобразователь сопротивления ДТС335-100П.В3.120",3465,4158,"Под заказ","ДТС 100П","9",788,0,1,9025900008,"Производимый",24]
["2023-06-06T16:44:55.024","2023-06-06",129291,"ДТС414-100П.А3.80/6",null,"Термопреобразователь сопротивления ДТС414-100П.А3.80/6",4500,5400,"Под заказ","ДТС 100П","12",649,0,1,9025900008,"Производимый",24]
["2023-06-06T16:44:55.024","2023-06-06",114840,"ДТС414-100П.В3.40/20",null,"Термопреобразователь сопротивления ДТС414-100П.В3.40/20",7500,9000,"Под заказ","ДТС 100П","12",257,0,1,9025900008,"Производимый",24]
["2023-06-06T16:44:55.024","2023-06-06",82605,"ДТС414-100П.В3.60/5",null,"Термопреобразователь сопротивления ДТС414-100П.В3.60/5",3750,4500,"Под заказ","ДТС 100П","12",649,0,1,9025900008,"Производимый",24]
["2023-06-06T16:44:55.024","2023-06-06",135583,"ДТС505Л-100П.С3.180",null,"Термопреобразователь сопротивления ДТС505Л-100П.С3.180",3465,4158,"Под заказ","ДТС 100П","9",1,0,1,9025900008,"Производимый",24]
["2023-06-06T16:44:55.024","2023-06-06",59557,"2ДТС035Л-50М.В2.100",null,"Термопреобразователь сопротивления 2ДТС035Л-50М.В2.100",1400,1680,"Под заказ","ДТС 50М","9",1000,0,1,9025900008,"Производимый",24]
["2023-06-06T16:44:55.024","2023-06-06",57673,"2ДТС035Л-50М.В3.140",null,"Термопреобразователь сопротивления 2ДТС035Л-50М.В3.140",1550,1860,"Под заказ","ДТС 50М","9",146,0,1,9025900008,"Производимый",24]
["2023-06-06T16:44:55.024","2023-06-06",65141,"2ДТС045Л-50М.В3.1250",null,"Термопреобразователь сопротивления 2ДТС045Л-50М.В3.1250",2050,2460,"Под заказ","ДТС 50М","9",146,0,1,9025900008,"Производимый",24]
["2023-06-06T16:44:55.024","2023-06-06",110120,"2ДТС074-50М.В3.100/0,5",null,"Термопреобразователь сопротивления 2ДТС074-50М.В3.100/0,5",1790,2148,"Под заказ","ДТС 50М","12",1,0,1,9025900008,"Производимый",24]
["2023-06-06T16:44:55.024","2023-06-06",58539,"2ДТС075Л-50М.В3.60",null,"Термопреобразователь сопротивления 2ДТС075Л-50М.В3.60",1550,1860,"Под заказ","ДТС 50М","9",1,0,1,9025900008,"Производимый",24]
["2023-06-06T16:44:55.024","2023-06-06",74188,"2ДТС104-50М.В3.200/1,5",null,"Термопреобразователь сопротивления 2ДТС104-50М.В3.200/1,5",1540,1848,"Под заказ","ДТС 50М","12",1,0,1,9025900008,"Производимый",24]
["2023-06-06T16:44:55.024","2023-06-06",99048,"ДТС014-50М.В3.25/1,7",null,"Термопреобразователь сопротивления ДТС014-50М.В3.25/1,7",796,955.2,"Под заказ","ДТС 50М","12",1,0,1,9025900008,"Производимый",0]
["2023-06-06T16:44:55.024","2023-06-06",98991,"ДТС014-50М.В3.25/7,5",null,"Термопреобразователь сопротивления ДТС014-50М.В3.25/7,5",1260,1512,"Под заказ","ДТС 50М","12",1,0,1,9025900008,"Производимый",0]
["2023-06-06T16:44:55.024","2023-06-06",7940,"ДТС015-50М.В2.120",null,"Термопреобразователь сопротивления ДТС015-50М.В2.120",800,960,"Под заказ","ДТС 50М","9",1000,0,1,9025900008,"Производимый",24]
["2023-06-06T16:44:55.024","2023-06-06",8390,"ДТС015-50М.В3.1000",null,"Термопреобразователь сопротивления ДТС015-50М.В3.1000",1450,1740,"Под заказ","ДТС 50М","9",1000,0,1,9025900008,"Производимый",24]
["2023-06-06T16:44:55.024","2023-06-06",16174,"ДТС015-50М.В4.1250",null,"Термопреобразователь сопротивления ДТС015-50М.В4.1250",1450,1740,"Под заказ","ДТС 50М","9",1,0,1,9025900008,"Производимый",24]
["2023-06-06T16:44:55.024","2023-06-06",54503,"ДТС015-50М.В4.200",null,"Термопреобразователь сопротивления ДТС015-50М.В4.200",800,960,"Под заказ","ДТС 50М","9",1000,0,1,9025900008,"Производимый",24]
["2023-06-06T16:44:55.024","2023-06-06",45792,"ДТС015Л-50М.В3.200",null,"Термопреобразователь сопротивления ДТС015Л-50М.В3.200",800,960,"Под заказ","ДТС 50М","9",1000,0,1,9025900008,"Производимый",24]
["2023-06-06T16:44:55.024","2023-06-06",48464,"ДТС024-50М.В3.30/1,6",null,"Термопреобразователь сопротивления ДТС024-50М.В3.30/1,6",788,945.6,"Под заказ","ДТС 50М","12",1,0,1,9025900008,"Производимый",24]
["2023-06-06T16:44:55.024","2023-06-06",64611,"ДТС024-50М.В3.80/0,2",null,"Термопреобразователь сопротивления ДТС024-50М.В3.80/0,2",660,792,"Под заказ","ДТС 50М","12",1,0,1,9025900008,"Производимый",24]
["2023-06-06T16:44:55.024","2023-06-06",32204,"ДТС025-50М.В2.160",null,"Термопреобразователь сопротивления ДТС025-50М.В2.160",800,960,"Под заказ","ДТС 50М","9",1000,0,1,9025900008,"Производимый",24]
["2023-06-06T16:44:55.024","2023-06-06",35244,"ДТС025-50М.В3.1600.МГ",null,"Термопреобразователь сопротивления ДТС025-50М.В3.1600.МГ",1950,2340,"Под заказ","ДТС 50М","9",1,0,1,9025900008,"Производимый",24]
["2023-06-06T16:44:55.024","2023-06-06",16829,"ДТС025-50М.В4.500",null,"Термопреобразователь сопротивления ДТС025-50М.В4.500",1000,1200,"Под заказ","ДТС 50М","9",1000,0,1,9025900008,"Производимый",24]
["2023-06-06T16:44:55.024","2023-06-06",129029,"ДТС025Л-50М.В3.1500",null,"Термопреобразователь сопротивления ДТС025Л-50М.В3.1500",1450,1740,"Под заказ","ДТС 50М","9",982,0,1,9025900008,"Производимый",24]
["2023-06-06T16:44:55.024","2023-06-06",119496,"ДТС025Л-50М.В3.60",null,"Термопреобразователь сопротивления ДТС025Л-50М.В3.60",800,960,"Под заказ","ДТС 50М","9",1000,0,1,9025900008,"Производимый",24]
["2023-06-06T16:44:55.024","2023-06-06",99427,"ДТС034-50М.В4.25/0,6",null,"Термопреобразователь сопротивления ДТС034-50М.В4.25/0,6",720,864,"Под заказ","ДТС 50М","12",1,0,1,9025900008,"Производимый",0]
["2023-06-06T16:44:55.024","2023-06-06",99399,"ДТС034-50М.С3.25/2",null,"Термопреобразователь сопротивления ДТС034-50М.С3.25/2",820,984,"Под заказ","ДТС 50М","12",1,0,1,9025900008,"Производимый",0]
["2023-06-06T16:44:55.024","2023-06-06",56397,"ДТС035-50М.В2.100.МГ",null,"Термопреобразователь сопротивления ДТС035-50М.В2.100.МГ",1600,1920,"Под заказ","ДТС 50М","9",1000,0,1,9025900008,"Производимый",24]
["2023-06-06T16:44:55.024","2023-06-06",19504,"ДТС035-50М.В3.120.G1/2",null,"Термопреобразователь сопротивления ДТС035-50М.В3.120.G1/2",1265,1518,"Под заказ","ДТС 50М","9",1,0,1,9025900008,"Производимый",24]
["2023-06-06T16:44:55.024","2023-06-06",108030,"ДТС035-50М.В3.400.G1/2",null,"Термопреобразователь сопротивления ДТС035-50М.В3.400.G1/2",1495,1794,"Под заказ","ДТС 50М","9",1000,0,1,9025900008,"Производимый",24]
["2023-06-06T16:44:55.024","2023-06-06",116865,"ДТС035-50М.В3.600.G1/2",null,"Термопреобразователь сопротивления ДТС035-50М.В3.600.G1/2",1495,1794,"Под заказ","ДТС 50М","9",1000,0,1,9025900008,"Производимый",24]
["2023-06-06T16:44:55.024","2023-06-06",30491,"ДТС035-50М.В4.1000",null,"Термопреобразователь сопротивления ДТС035-50М.В4.1000",1725,2070,"Под заказ","ДТС 50М","9",986,0,1,9025900008,"Производимый",24]
["2023-06-06T16:44:55.024","2023-06-06",11109,"ДТС035-50М.С3.320",null,"Термопреобразователь сопротивления ДТС035-50М.С3.320",1300,1560,"Под заказ","ДТС 50М","9",1,0,1,9025900008,"Производимый",24]
["2023-06-06T16:44:55.024","2023-06-06",110410,"ДТС035Л-50М.В3.1000.МГ",null,"Термопреобразователь сопротивления ДТС035Л-50М.В3.1000.МГ",2225,2670,"Под заказ","ДТС 50М","9",342,0,1,9025900008,"Производимый",24]
["2023-06-06T16:44:55.024","2023-06-06",124616,"ДТС035Л-50М.В3.450",null,"Термопреобразователь сопротивления ДТС035Л-50М.В3.450",1300,1560,"Под заказ","ДТС 50М","9",1000,0,1,9025900008,"Производимый",24]
["2023-06-06T16:44:55.024","2023-06-06",135692,"ДТС044-50М.В3.30/14",null,"Термопреобразователь сопротивления ДТС044-50М.В3.30/14",1780,2136,"Под заказ","ДТС 50М","12",1,0,1,9025900008,"Производимый",24]
["2023-06-06T16:44:55.024","2023-06-06",7538,"ДТС044-50М.В3.35/2",null,"Термопреобразователь сопротивления ДТС044-50М.В3.35/2",820,984,"Под заказ","ДТС 50М","12",1,0,1,9025900008,"Производимый",24]
["2023-06-06T16:44:55.024","2023-06-06",18575,"ДТС044-50М.В3.35/8",null,"Термопреобразователь сопротивления ДТС044-50М.В3.35/8",1300,1560,"Под заказ","ДТС 50М","12",1,0,1,9025900008,"Производимый",24]
["2023-06-06T16:44:55.024","2023-06-06",43582,"ДТС044-50М.В4.30/3",null,"Термопреобразователь сопротивления ДТС044-50М.В4.30/3",960,1152,"Под заказ","ДТС 50М","30",1,0,1,9025900008,"Производимый",24]
["2023-06-06T16:44:55.024","2023-06-06",76570,"ДТС044-50М.С4.60/1",null,"Термопреобразователь сопротивления ДТС044-50М.С4.60/1",760,912,"Под заказ","ДТС 50М","12",1,0,1,9025900008,"Производимый",24]
["2023-06-06T16:44:55.024","2023-06-06",15151,"ДТС045-50М.В3.1500",null,"Термопреобразователь сопротивления ДТС045-50М.В3.1500",1725,2070,"Под заказ","ДТС 50М","9",923,0,1,9025900008,"Производимый",24]
["2023-06-06T16:44:55.024","2023-06-06",106977,"ДТС045-50М.В3.260",null,"Термопреобразователь сопротивления ДТС045-50М.В3.260",1300,1560,"Под заказ","ДТС 50М","9",1000,0,1,9025900008,"Производимый",24]
["2023-06-06T16:44:55.024","2023-06-06",111843,"ДТС045-50М.В3.650.МГ",null,"Термопреобразователь сопротивления ДТС045-50М.В3.650.МГ",1800,2160,"Под заказ","ДТС 50М","9",1000,0,1,9025900008,"Производимый",24]
["2023-06-06T16:44:55.024","2023-06-06",112038,"ДТС045-50М.В4.250.МГ",null,"Термопреобразователь сопротивления ДТС045-50М.В4.250.МГ",1600,1920,"Под заказ","ДТС 50М","9",1,0,1,9025900008,"Производимый",24]
["2023-06-06T16:44:55.024","2023-06-06",82378,"ДТС045-50М.С3.630",null,"Термопреобразователь сопротивления ДТС045-50М.С3.630",1300,1560,"Под заказ","ДТС 50М","9",1,0,1,9025900008,"Производимый",24]
["2023-06-06T16:44:55.024","2023-06-06",128469,"ДТС045Л-50М.В3.1800.МГ",null,"Термопреобразователь сопротивления ДТС045Л-50М.В3.1800.МГ",2225,2670,"Под заказ","ДТС 50М","9",1,0,1,9025900008,"Производимый",24]
["2023-06-06T16:44:55.024","2023-06-06",125589,"ДТС045Л-50М.В4.1800",null,"Термопреобразователь сопротивления ДТС045Л-50М.В4.1800",1725,2070,"Под заказ","ДТС 50М","9",588,0,1,9025900008,"Производимый",24]
["2023-06-06T16:44:55.024","2023-06-06",49203,"ДТС054-50М.В3.100/0,2.G3/4",null,"Термопреобразователь сопротивления ДТС054-50М.В3.100/0,2.G3/4",1248,1497.6,"Под заказ","ДТС 50М","12",1,0,1,9025900008,"Производимый",24]
["2023-06-06T16:44:55.024","2023-06-06",70540,"ДТС054-50М.В3.100/20",null,"Термопреобразователь сопротивления ДТС054-50М.В3.100/20",2685,3222,"Под заказ","ДТС 50М","12",1000,0,1,9025900008,"Производимый",24]
["2023-06-06T16:44:55.024","2023-06-06",10562,"ДТС054-50М.В3.120/12",null,"Термопреобразователь сопротивления ДТС054-50М.В3.120/12",2045,2454,"Под заказ","ДТС 50М","12",1,0,1,9025900008,"Производимый",24]
["2023-06-06T16:44:55.024","2023-06-06",49726,"ДТС054-50М.В3.180/0,2",null,"Термопреобразователь сопротивления ДТС054-50М.В3.180/0,2",1235,1482,"Под заказ","ДТС 50М","12",1000,0,1,9025900008,"Производимый",24]
["2023-06-06T16:44:55.024","2023-06-06",44324,"ДТС054-50М.В3.200/2,5",null,"Термопреобразователь сопротивления ДТС054-50М.В3.200/2,5",1435,1722,"Под заказ","ДТС 50М","12",1,0,1,9025900008,"Производимый",24]
["2023-06-06T16:44:55.024","2023-06-06",10130,"ДТС054-50М.В3.300/5",null,"Термопреобразователь сопротивления ДТС054-50М.В3.300/5",1635,1962,"Под заказ","ДТС 50М","12",1000,0,1,9025900008,"Производимый",24]
["2023-06-06T16:44:55.024","2023-06-06",62921,"ДТС054-50М.В3.60/0,2.R3/8",null,"Термопреобразователь сопротивления ДТС054-50М.В3.60/0,2.R3/8",1248,1497.6,"Под заказ","ДТС 50М","12",1,0,1,9025900008,"Производимый",24]
["2023-06-06T16:44:55.024","2023-06-06",116803,"ДТС054-50М.В3.60/2,5.G1/2",null,"Термопреобразователь сопротивления ДТС054-50М.В3.60/2,5.G1/2",1448,1737.6,"Под заказ","ДТС 50М","12",1000,0,1,9025900008,"Производимый",24]
["2023-06-06T16:44:55.024","2023-06-06",48287,"ДТС054-50М.В3.600/1",null,"Термопреобразователь сопротивления ДТС054-50М.В3.600/1",1790,2148,"Под заказ","ДТС 50М","12",1,0,1,9025900008,"Производимый",24]
["2023-06-06T16:44:55.024","2023-06-06",48524,"ДТС054-50М.В4.200/0,2",null,"Термопреобразователь сопротивления ДТС054-50М.В4.200/0,2",1235,1482,"Под заказ","ДТС 50М","12",1,0,1,9025900008,"Производимый",24]
["2023-06-06T16:44:55.024","2023-06-06",15668,"ДТС054-50М.С3.120/2",null,"Термопреобразователь сопротивления ДТС054-50М.С3.120/2",1245,1494,"Под заказ","ДТС 50М","12",1,0,1,9025900008,"Производимый",24]
["2023-06-06T16:44:55.024","2023-06-06",42315,"ДТС055-50М.В3.320.МГ",null,"Термопреобразователь сопротивления ДТС055-50М.В3.320.МГ",1800,2160,"Под заказ","ДТС 50М","9",1,0,1,9025900008,"Производимый",24]
["2023-06-06T16:44:55.024","2023-06-06",11618,"ДТС055-50М.В4.800",null,"Термопреобразователь сопротивления ДТС055-50М.В4.800",1300,1560,"Под заказ","ДТС 50М","9",1000,0,1,9025900008,"Производимый",24]
["2023-06-06T16:44:55.024","2023-06-06",72491,"ДТС055-50М.С3.1000",null,"Термопреобразователь сопротивления ДТС055-50М.С3.1000",1725,2070,"Под заказ","ДТС 50М","9",1,0,1,9025900008,"Производимый",24]
["2023-06-06T16:44:55.024","2023-06-06",42466,"ДТС064-50М.В3.100/15.G1/2",null,"Термопреобразователь сопротивления ДТС064-50М.В3.100/15.G1/2",2448,2937.6,"Под заказ","ДТС 50М","12",1000,0,1,9025900008,"Производимый",24]
["2023-06-06T16:44:55.024","2023-06-06",44280,"ДТС064-50М.В3.1000/4",null,"Термопреобразователь сопротивления ДТС064-50М.В3.1000/4",2305,2766,"Под заказ","ДТС 50М","12",1,0,1,9025900008,"Производимый",24]
["2023-06-06T16:44:55.024","2023-06-06",9193,"ДТС064-50М.В3.160/0,5",null,"Термопреобразователь сопротивления ДТС064-50М.В3.160/0,5",1125,1350,"Под заказ","ДТС 50М","12",1000,0,1,9025900008,"Производимый",24]
["2023-06-06T16:44:55.024","2023-06-06",9675,"ДТС064-50М.В3.200/1,5",null,"Термопреобразователь сопротивления ДТС064-50М.В3.200/1,5",1355,1626,"Под заказ","ДТС 50М","12",1000,0,1,9025900008,"Производимый",24]
["2023-06-06T16:44:55.024","2023-06-06",7445,"ДТС064-50М.В3.250/5",null,"Термопреобразователь сопротивления ДТС064-50М.В3.250/5",1635,1962,"Под заказ","ДТС 50М","12",1,0,1,9025900008,"Производимый",24]
["2023-06-06T16:44:55.024","2023-06-06",19007,"ДТС064-50М.В3.500/0,5",null,"Термопреобразователь сопротивления ДТС064-50М.В3.500/0,5",1750,2100,"Под заказ","ДТС 50М","12",1000,0,1,9025900008,"Производимый",24]
["2023-06-06T16:44:55.024","2023-06-06",49077,"ДТС064-50М.В3.60/1.G1/2",null,"Термопреобразователь сопротивления ДТС064-50М.В3.60/1.G1/2",1328,1593.6,"Под заказ","ДТС 50М","12",1000,0,1,9025900008,"Производимый",24]
["2023-06-06T16:44:55.024","2023-06-06",35911,"ДТС064-50М.В3.630/0,2",null,"Термопреобразователь сопротивления ДТС064-50М.В3.630/0,2",1710,2052,"Под заказ","ДТС 50М","12",1000,0,1,9025900008,"Производимый",24]
["2023-06-06T16:44:55.024","2023-06-06",41731,"ДТС064-50М.В3.80/3.G3/4",null,"Термопреобразователь сопротивления ДТС064-50М.В3.80/3.G3/4",1488,1785.6,"Под заказ","ДТС 50М","12",1,0,1,9025900008,"Производимый",24]
["2023-06-06T16:44:55.024","2023-06-06",65339,"ДТС064-50М.В4.160/0,7",null,"Термопреобразователь сопротивления ДТС064-50М.В4.160/0,7",1155,1386,"Под заказ","ДТС 50М","30",1000,0,1,9025900008,"Производимый",24]
["2023-06-06T16:44:55.024","2023-06-06",89256,"ДТС064-50М.В4.60/0,7.G1/2",null,"Термопреобразователь сопротивления ДТС064-50М.В4.60/0,7.G1/2",1318,1581.6,"Под заказ","ДТС 50М","30",1000,0,1,9025900008,"Производимый",24]
["2023-06-06T16:44:55.024","2023-06-06",10047,"ДТС064-50М.С3.250/1",null,"Термопреобразователь сопротивления ДТС064-50М.С3.250/1",1315,1578,"Под заказ","ДТС 50М","12",1,0,1,9025900008,"Производимый",24]
["2023-06-06T16:44:55.024","2023-06-06",7704,"ДТС065-50М.В3.160",null,"Термопреобразователь сопротивления ДТС065-50М.В3.160",1100,1320,"Под заказ","ДТС 50М","9",1000,0,1,9025900008,"Производимый",24]
["2023-06-06T16:44:55.024","2023-06-06",7236,"ДТС065-50М.В3.250",null,"Термопреобразователь сопротивления ДТС065-50М.В3.250",1100,1320,"Стандартный","ДТС 50М","9",1000,0,1,9025900008,"Производимый",24]
["2023-06-06T16:44:55.024","2023-06-06",7783,"ДТС065-50М.В3.800",null,"Термопреобразователь сопротивления ДТС065-50М.В3.800",1300,1560,"Под заказ","ДТС 50М","9",1000,0,1,9025900008,"Производимый",24]
["2023-06-06T16:44:55.024","2023-06-06",10386,"ДТС065-50М.С2.160",null,"Термопреобразователь сопротивления ДТС065-50М.С2.160",1100,1320,"Под заказ","ДТС 50М","9",1,0,1,9025900008,"Производимый",24]
["2023-06-06T16:44:55.024","2023-06-06",80642,"ДТС065Л-50М.В4.200.МГ",null,"Термопреобразователь сопротивления ДТС065Л-50М.В4.200.МГ",1600,1920,"Под заказ","ДТС 50М","9",1,0,1,9025900008,"Производимый",24]
["2023-06-06T16:44:55.024","2023-06-06",32184,"ДТС074-50М.В3.1000/10",null,"Термопреобразователь сопротивления ДТС074-50М.В3.1000/10",2785,3342,"Под заказ","ДТС 50М","12",1,0,1,9025900008,"Производимый",24]
["2023-06-06T16:44:55.024","2023-06-06",42161,"ДТС074-50М.В3.200/1,5",null,"Термопреобразователь сопротивления ДТС074-50М.В3.200/1,5",1355,1626,"Под заказ","ДТС 50М","12",1,0,1,9025900008,"Производимый",24]
["2023-06-06T16:44:55.024","2023-06-06",51501,"ДТС074-50М.В3.320/5",null,"Термопреобразователь сопротивления ДТС074-50М.В3.320/5",1635,1962,"Под заказ","ДТС 50М","12",1,0,1,9025900008,"Производимый",24]
["2023-06-06T16:44:55.024","2023-06-06",7238,"ДТС074-50М.В3.60/0,5",null,"Термопреобразователь сопротивления ДТС074-50М.В3.60/0,5",1125,1350,"Под заказ","ДТС 50М","12",1000,0,1,9025900008,"Производимый",24]
["2023-06-06T16:44:55.024","2023-06-06",66794,"ДТС074-50М.В3.60/4",null,"Термопреобразователь сопротивления ДТС074-50М.В3.60/4",1405,1686,"Под заказ","ДТС 50М","12",1000,0,1,9025900008,"Производимый",24]
["2023-06-06T16:44:55.024","2023-06-06",124687,"ДТС075-50М.В3.100.G1/2",null,"Термопреобразователь сопротивления ДТС075-50М.В3.100.G1/2",1265,1518,"Под заказ","ДТС 50М","9",1000,0,1,9025900008,"Производимый",24]
["2023-06-06T16:44:55.024","2023-06-06",19310,"ДТС075-50М.В3.120.G1/2",null,"Термопреобразователь сопротивления ДТС075-50М.В3.120.G1/2",1265,1518,"Под заказ","ДТС 50М","9",1000,0,1,9025900008,"Производимый",24]
["2023-06-06T16:44:55.024","2023-06-06",10501,"ДТС075-50М.В3.60",null,"Термопреобразователь сопротивления ДТС075-50М.В3.60",1100,1320,"Под заказ","ДТС 50М","9",1000,0,1,9025900008,"Производимый",24]
["2023-06-06T16:44:55.024","2023-06-06",30907,"ДТС075-50М.С3.120",null,"Термопреобразователь сопротивления ДТС075-50М.С3.120",1100,1320,"Под заказ","ДТС 50М","9",1000,0,1,9025900008,"Производимый",24]
["2023-06-06T16:44:55.024","2023-06-06",69827,"ДТС084-50М.В3.120/1,2.G1/2",null,"Термопреобразователь сопротивления ДТС084-50М.В3.120/1,2.G1/2",1344,1612.8,"Под заказ","ДТС 50М","12",1,0,1,9025900008,"Производимый",24]
["2023-06-06T16:44:55.024","2023-06-06",63021,"ДТС084-50М.В3.60/1,5",null,"Термопреобразователь сопротивления ДТС084-50М.В3.60/1,5",1205,1446,"Под заказ","ДТС 50М","12",1000,0,1,9025900008,"Производимый",24]
["2023-06-06T16:44:55.024","2023-06-06",7839,"ДТС085-50М.В3.2000",null,"Термопреобразователь сопротивления ДТС085-50М.В3.2000",1725,2070,"Под заказ","ДТС 50М","9",1,0,1,9025900008,"Производимый",24]
["2023-06-06T16:44:55.024","2023-06-06",15457,"ДТС094-50М.В3.100/2",null,"Термопреобразователь сопротивления ДТС094-50М.В3.100/2",945,1134,"Под заказ","ДТС 50М","12",1000,0,1,9025900008,"Производимый",24]
["2023-06-06T16:44:55.024","2023-06-06",6847,"ДТС094-50М.В3.160/1",null,"Термопреобразователь сопротивления ДТС094-50М.В3.160/1",865,1038,"Под заказ","ДТС 50М","12",1000,0,1,9025900008,"Производимый",24]
["2023-06-06T16:44:55.024","2023-06-06",52652,"ДТС094-50М.В3.180/0,2",null,"Термопреобразователь сопротивления ДТС094-50М.В3.180/0,2",900,1080,"Под заказ","ДТС 50М","12",1,0,1,9025900008,"Производимый",24]
["2023-06-06T16:44:55.024","2023-06-06",8734,"ДТС094-50М.В3.250/0,5",null,"Термопреобразователь сопротивления ДТС094-50М.В3.250/0,5",940,1128,"Под заказ","ДТС 50М","12",1,0,1,9025900008,"Производимый",24]
["2023-06-06T16:44:55.024","2023-06-06",133491,"ДТС094-50М.В3.60/16",null,"Термопреобразователь сопротивления ДТС094-50М.В3.60/16",2065,2478,"Под заказ","ДТС 50М","12",1000,0,1,9025900008,"Производимый",24]
["2023-06-06T16:44:55.024","2023-06-06",9935,"ДТС094-50М.В3.80/0,5",null,"Термопреобразователь сопротивления ДТС094-50М.В3.80/0,5",825,990,"Под заказ","ДТС 50М","12",1000,0,1,9025900008,"Производимый",24]
["2023-06-06T16:44:55.024","2023-06-06",77461,"ДТС094-50М.В4.60/16",null,"Термопреобразователь сопротивления ДТС094-50М.В4.60/16",2385,2862,"Под заказ","ДТС 50М","30",302,0,1,9025900008,"Производимый",24]
["2023-06-06T16:44:55.024","2023-06-06",46539,"ДТС095-50М.В4.630",null,"Термопреобразователь сопротивления ДТС095-50М.В4.630",1300,1560,"Под заказ","ДТС 50М","9",1,0,1,9025900008,"Производимый",24]
["2023-06-06T16:44:55.024","2023-06-06",19880,"ДТС104-50М.В3.100/1,5",null,"Термопреобразователь сопротивления ДТС104-50М.В3.100/1,5",905,1086,"Под заказ","ДТС 50М","12",1,0,1,9025900008,"Производимый",24]
["2023-06-06T16:44:55.024","2023-06-06",17940,"ДТС104-50М.В3.120/2",null,"Термопреобразователь сопротивления ДТС104-50М.В3.120/2",945,1134,"Под заказ","ДТС 50М","12",1000,0,1,9025900008,"Производимый",24]
["2023-06-06T16:44:55.024","2023-06-06",59183,"ДТС104-50М.В3.320/2",null,"Термопреобразователь сопротивления ДТС104-50М.В3.320/2",1060,1272,"Под заказ","ДТС 50М","12",1000,0,1,9025900008,"Производимый",24]
["2023-06-06T16:44:55.024","2023-06-06",7692,"ДТС104-50М.В3.60/6",null,"Термопреобразователь сопротивления ДТС104-50М.В3.60/6",1265,1518,"Под заказ","ДТС 50М","12",1,0,1,9025900008,"Производимый",24]
["2023-06-06T16:44:55.024","2023-06-06",65033,"ДТС104-50М.В4.60/2",null,"Термопреобразователь сопротивления ДТС104-50М.В4.60/2",985,1182,"Под заказ","ДТС 50М","12",1,0,1,9025900008,"Производимый",24]
["2023-06-06T16:44:55.024","2023-06-06",7071,"ДТС105-50М.В3.160",null,"Термопреобразователь сопротивления ДТС105-50М.В3.160",1100,1320,"Стандартный","ДТС 50М","9",1000,0,1,9025900008,"Производимый",24]
["2023-06-06T16:44:55.024","2023-06-06",40410,"ДТС105-50М.В3.250.МГ",null,"Термопреобразователь сопротивления ДТС105-50М.В3.250.МГ",1600,1920,"Под заказ","ДТС 50М","9",1000,0,1,9025900008,"Производимый",24]
["2023-06-06T16:44:55.024","2023-06-06",20151,"ДТС105-50М.В3.380",null,"Термопреобразователь сопротивления ДТС105-50М.В3.380",1300,1560,"Под заказ","ДТС 50М","9",1,0,1,9025900008,"Производимый",24]
["2023-06-06T16:44:55.024","2023-06-06",116909,"ДТС105-50М.В4.100.G1/2",null,"Термопреобразователь сопротивления ДТС105-50М.В4.100.G1/2",1265,1518,"Под заказ","ДТС 50М","9",1000,0,1,9025900008,"Производимый",24]
["2023-06-06T16:44:55.024","2023-06-06",43309,"ДТС105Л-50М.В3.120",null,"Термопреобразователь сопротивления ДТС105Л-50М.В3.120",1100,1320,"Стандартный","ДТС 50М","9",1000,0,1,9025900008,"Производимый",24]
["2023-06-06T16:44:55.024","2023-06-06",126906,"ДТС105Л-50М.В3.60.G1/4",null,"Термопреобразователь сопротивления ДТС105Л-50М.В3.60.G1/4",1265,1518,"Под заказ","ДТС 50М","9",1000,0,1,9025900008,"Производимый",24]
["2023-06-06T16:44:55.024","2023-06-06",8707,"ДТС114-50М.В3.120/2",null,"Термопреобразователь сопротивления ДТС114-50М.В3.120/2",945,1134,"Под заказ","ДТС 50М","12",1,0,1,9025900008,"Производимый",24]
["2023-06-06T16:44:55.024","2023-06-06",35979,"ДТС114-50М.В3.250/5",null,"Термопреобразователь сопротивления ДТС114-50М.В3.250/5",1300,1560,"Под заказ","ДТС 50М","12",1000,0,1,9025900008,"Производимый",24]
["2023-06-06T16:44:55.024","2023-06-06",52830,"ДТС114-50М.В3.80/3",null,"Термопреобразователь сопротивления ДТС114-50М.В3.80/3",1025,1230,"Под заказ","ДТС 50М","12",1,0,1,9025900008,"Производимый",24]
["2023-06-06T16:44:55.024","2023-06-06",79970,"ДТС124-50М.В3.120/2,5",null,"Термопреобразователь сопротивления ДТС124-50М.В3.120/2,5",1285,1542,"Под заказ","ДТС 50М","12",300,0,1,9025900008,"Производимый",24]
["2023-06-06T16:44:55.024","2023-06-06",118678,"ДТС124-50М.В3.160/1,2",null,"Термопреобразователь сопротивления ДТС124-50М.В3.160/1,2",1181,1417.2,"Под заказ","ДТС 50М","12",1,0,1,9025900008,"Производимый",24]
["2023-06-06T16:44:55.024","2023-06-06",40887,"ДТС124-50М.С3.100/2",null,"Термопреобразователь сопротивления ДТС124-50М.С3.100/2",1245,1494,"Под заказ","ДТС 50М","12",1,0,1,9025900008,"Производимый",24]
["2023-06-06T16:44:55.024","2023-06-06",30787,"ДТС134-50М.В3.100/9",null,"Термопреобразователь сопротивления ДТС134-50М.В3.100/9",1805,2166,"Под заказ","ДТС 50М","12",1,0,1,9025900008,"Производимый",24]
["2023-06-06T16:44:55.024","2023-06-06",10489,"ДТС134-50М.В3.120/2",null,"Термопреобразователь сопротивления ДТС134-50М.В3.120/2",1245,1494,"Под заказ","ДТС 50М","12",1,0,1,9025900008,"Производимый",24]
["2023-06-06T16:44:55.024","2023-06-06",10365,"ДТС134-50М.В3.60/0,2",null,"Термопреобразователь сопротивления ДТС134-50М.В3.60/0,2",1085,1302,"Под заказ","ДТС 50М","12",1,0,1,9025900008,"Производимый",24]
["2023-06-06T16:44:55.024","2023-06-06",10025,"ДТС144-50М.В3.100/4",null,"Термопреобразователь сопротивления ДТС144-50М.В3.100/4",1405,1686,"Под заказ","ДТС 50М","12",1,0,1,9025900008,"Производимый",24]
["2023-06-06T16:44:55.024","2023-06-06",18070,"ДТС144-50М.В3.200/5",null,"Термопреобразователь сопротивления ДТС144-50М.В3.200/5",1635,1962,"Под заказ","ДТС 50М","12",1,0,1,9025900008,"Производимый",24]
["2023-06-06T16:44:55.024","2023-06-06",109557,"ДТС144-50М.В4.60/1",null,"Термопреобразователь сопротивления ДТС144-50М.В4.60/1",1185,1422,"Под заказ","ДТС 50М","30",600,0,1,9025900008,"Производимый",24]
["2023-06-06T16:44:55.024","2023-06-06",43480,"ДТС145-50М.В3.600",null,"Термопреобразователь сопротивления ДТС145-50М.В3.600",1300,1560,"Под заказ","ДТС 50М","9",1,0,1,9025900008,"Производимый",24]
["2023-06-06T16:44:55.024","2023-06-06",40375,"ДТС145-50М.С3.150",null,"Термопреобразователь сопротивления ДТС145-50М.С3.150",1100,1320,"Под заказ","ДТС 50М","9",1,0,1,9025900008,"Производимый",24]
["2023-06-06T16:44:55.024","2023-06-06",93120,"ДТС145Л-50М.В3.400",null,"Термопреобразователь сопротивления ДТС145Л-50М.В3.400",1300,1560,"Под заказ","ДТС 50М","9",1000,0,1,9025900008,"Производимый",24]
["2023-06-06T16:44:55.024","2023-06-06",15611,"ДТС174-50М.В3.120/20",null,"Термопреобразователь сопротивления ДТС174-50М.В3.120/20",6560,7872,"Под заказ","ДТС 50М","12",1,0,1,9025900008,"Производимый",24]
["2023-06-06T16:44:55.024","2023-06-06",7662,"ДТС174-50М.В3.160/3",null,"Термопреобразователь сопротивления ДТС174-50М.В3.160/3",2310,2772,"Под заказ","ДТС 50М","12",300,0,1,9025900008,"Производимый",24]
["2023-06-06T16:44:55.024","2023-06-06",9369,"ДТС174-50М.В3.200/2",null,"Термопреобразователь сопротивления ДТС174-50М.В3.200/2",2150,2580,"Под заказ","ДТС 50М","12",300,0,1,9025900008,"Производимый",24]
["2023-06-06T16:44:55.024","2023-06-06",45263,"ДТС174-50М.В3.60/10",null,"Термопреобразователь сопротивления ДТС174-50М.В3.60/10",4060,4872,"Под заказ","ДТС 50М","12",300,0,1,9025900008,"Производимый",24]
["2023-06-06T16:44:55.024","2023-06-06",108359,"ДТС184-50М.В3.200/6",null,"Термопреобразователь сопротивления ДТС184-50М.В3.200/6",3150,3780,"Под заказ","ДТС 50М","12",1,0,1,9025900008,"Производимый",24]
["2023-06-06T16:44:55.024","2023-06-06",53780,"ДТС194-50М.В3.100/3.G1/2",null,"Термопреобразователь сопротивления ДТС194-50М.В3.100/3.G1/2",1488,1785.6,"Под заказ","ДТС 50М","12",1,0,1,9025900008,"Производимый",24]
["2023-06-06T16:44:55.024","2023-06-06",7868,"ДТС194-50М.В3.160/0,2",null,"Термопреобразователь сопротивления ДТС194-50М.В3.160/0,2",1085,1302,"Под заказ","ДТС 50М","12",1,0,1,9025900008,"Производимый",24]
["2023-06-06T16:44:55.024","2023-06-06",135637,"ДТС194-50М.В3.400/20",null,"Термопреобразователь сопротивления ДТС194-50М.В3.400/20",3310,3972,"Под заказ","ДТС 50М","12",1000,0,1,9025900008,"Производимый",24]
["2023-06-06T16:44:55.024","2023-06-06",82838,"ДТС194-50М.В3.630/0,2",null,"Термопреобразователь сопротивления ДТС194-50М.В3.630/0,2",1710,2052,"Под заказ","ДТС 50М","12",824,0,1,9025900008,"Производимый",24]
["2023-06-06T16:44:55.024","2023-06-06",16744,"ДТС204-50М.В3.40/0,2",null,"Термопреобразователь сопротивления ДТС204-50М.В3.40/0,2",1085,1302,"Под заказ","ДТС 50М","12",1,0,1,9025900008,"Производимый",24]
["2023-06-06T16:44:55.024","2023-06-06",73897,"ДТС214-50М.В3.100/1,5",null,"Термопреобразователь сопротивления ДТС214-50М.В3.100/1,5",780,936,"Под заказ","ДТС 50М","12",1,0,1,9025900008,"Производимый",24]
["2023-06-06T16:44:55.024","2023-06-06",104924,"ДТС214-50М.В3.150/1",null,"Термопреобразователь сопротивления ДТС214-50М.В3.150/1",740,888,"Под заказ","ДТС 50М","12",1,0,1,9025900008,"Производимый",24]
["2023-06-06T16:44:55.024","2023-06-06",73922,"ДТС214-50М.В3.40/0,3",null,"Термопреобразователь сопротивления ДТС214-50М.В3.40/0,3",684,820.8,"Под заказ","ДТС 50М","12",1,0,1,9025900008,"Производимый",24]
["2023-06-06T16:44:55.024","2023-06-06",81026,"ДТС214-50М.В3.40/12",null,"Термопреобразователь сопротивления ДТС214-50М.В3.40/12",1620,1944,"Под заказ","ДТС 50М","12",1,0,1,9025900008,"Производимый",24]
["2023-06-06T16:44:55.024","2023-06-06",59461,"ДТС214-50М.В3.60/1",null,"Термопреобразователь сопротивления ДТС214-50М.В3.60/1",740,888,"Под заказ","ДТС 50М","12",1,0,1,9025900008,"Производимый",24]
["2023-06-06T16:44:55.024","2023-06-06",18067,"ДТС224-50М.В3.30/5",null,"Термопреобразователь сопротивления ДТС224-50М.В3.30/5",1900,2280,"Под заказ","ДТС 50М","12",1,0,1,9025900008,"Производимый",24]
["2023-06-06T16:44:55.024","2023-06-06",20723,"ДТС224-50М.В3.43/12",null,"Термопреобразователь сопротивления ДТС224-50М.В3.43/12",2460,2952,"Под заказ","ДТС 50М","12",1,0,1,9025900008,"Производимый",24]
["2023-06-06T16:44:55.024","2023-06-06",65280,"ДТС3015-50М.В3.100",null,"Термопреобразователь сопротивления ДТС3015-50М.В3.100",1465,1758,"Под заказ","ДТС 50М","4",1,0,1,9025900008,"Производимый",24]
["2023-06-06T16:44:55.024","2023-06-06",67775,"ДТС314-50М.В3.100/4",null,"Термопреобразователь сопротивления ДТС314-50М.В3.100/4",1660,1992,"Под заказ","ДТС 50М","12",1,0,1,9025900008,"Производимый",24]
["2023-06-06T16:44:55.024","2023-06-06",70007,"ДТС314-50М.В3.40/1,5",null,"Термопреобразователь сопротивления ДТС314-50М.В3.40/1,5",1035,1242,"Под заказ","ДТС 50М","12",1,0,1,9025900008,"Производимый",24]
["2023-06-06T16:44:55.024","2023-06-06",133509,"ДТС314-50М.В3.41/1",null,"Термопреобразователь сопротивления ДТС314-50М.В3.41/1",910,1092,"Под заказ","ДТС 50М","12",1,0,1,9025900008,"Производимый",24]
["2023-06-06T16:44:55.024","2023-06-06",77341,"ДТС314-50М.В4.50/4",null,"Термопреобразователь сопротивления ДТС314-50М.В4.50/4",1940,2328,"Под заказ","ДТС 50М","12",1,0,1,9025900008,"Производимый",24]
["2023-06-06T16:44:55.024","2023-06-06",64211,"ДТС324-50М.В3.41/3",null,"Термопреобразователь сопротивления ДТС324-50М.В3.41/3",1740,2088,"Под заказ","ДТС 50М","12",1,0,1,9025900008,"Производимый",24]
["2023-06-06T16:44:55.024","2023-06-06",80848,"ДТС324-50М.С3.41/0,2",null,"Термопреобразователь сопротивления ДТС324-50М.С3.41/0,2",1500,1800,"Под заказ","ДТС 50М","12",1,0,1,9025900008,"Производимый",24]
["2023-06-06T16:44:55.024","2023-06-06",90985,"ДТС335-50М.В3.200",null,"Термопреобразователь сопротивления ДТС335-50М.В3.200",1100,1320,"Под заказ","ДТС 50М","9",1000,0,1,9025900008,"Производимый",24]
["2023-06-06T16:44:55.024","2023-06-06",104464,"ДТС335Л-50М.В3.320",null,"Термопреобразователь сопротивления ДТС335Л-50М.В3.320",1300,1560,"Под заказ","ДТС 50М","9",1000,0,1,9025900008,"Производимый",24]
["2023-06-06T16:44:55.024","2023-06-06",107118,"ДТС405Л-50М.В3.200",null,"Термопреобразователь сопротивления ДТС405Л-50М.В3.200",1625,1950,"Под заказ","ДТС 50М","9",180,0,1,9025900008,"Производимый",24]
["2023-06-06T16:44:55.024","2023-06-06",64433,"ДТС414-50М.В3.160/4",null,"Термопреобразователь сопротивления ДТС414-50М.В3.160/4",1660,1992,"Под заказ","ДТС 50М","12",1,0,1,9025900008,"Производимый",24]
["2023-06-06T16:44:55.024","2023-06-06",70182,"ДТС414-50М.В3.60/1",null,"Термопреобразователь сопротивления ДТС414-50М.В3.60/1",910,1092,"Под заказ","ДТС 50М","12",1,0,1,9025900008,"Производимый",24]
["2023-06-06T16:44:55.024","2023-06-06",110747,"ДТС505Л-50М.В3.160.G1/2",null,"Термопреобразователь сопротивления ДТС505Л-50М.В3.160.G1/2",1265,1518,"Под заказ","ДТС 50М","9",1000,0,1,9025900008,"Производимый",24]
["2023-06-06T16:44:55.024","2023-06-06",128005,"ДТС515Л-50М.В2.150",null,"Термопреобразователь сопротивления ДТС515Л-50М.В2.150",800,960,"Под заказ","ДТС 50М","9",1,0,1,9025900008,"Производимый",24]
["2023-06-06T16:44:55.024","2023-06-06",128082,"2ДТС045Л-50П.В3.140",null,"Термопреобразователь сопротивления 2ДТС045Л-50П.В3.140",4140,4968,"Под заказ","ДТС 50П","9",11,0,1,9025900008,"Производимый",24]
["2023-06-06T16:44:55.024","2023-06-06",118948,"2ДТС075Л-50П.В3.400",null,"Термопреобразователь сопротивления 2ДТС075Л-50П.В3.400",4220,5064,"Под заказ","ДТС 50П","9",11,0,1,9025900008,"Производимый",24]
["2023-06-06T16:44:55.024","2023-06-06",98940,"ДТС014-50П.В3.25/0,2",null,"Термопреобразователь сопротивления ДТС014-50П.В3.25/0,2",2335,2802,"Под заказ","ДТС 50П","12",214,0,1,9025900008,"Производимый",0]
["2023-06-06T16:44:55.024","2023-06-06",109582,"ДТС014-50П.В4.25/3",null,"Термопреобразователь сопротивления ДТС014-50П.В4.25/3",2635,3162,"Под заказ","ДТС 50П","30",214,0,1,9025900008,"Производимый",0]
["2023-06-06T16:44:55.024","2023-06-06",9298,"ДТС015-50П.В3.100",null,"Термопреобразователь сопротивления ДТС015-50П.В3.100",2870,3444,"Под заказ","ДТС 50П","9",267,0,1,9025900008,"Производимый",24]
["2023-06-06T16:44:55.024","2023-06-06",16021,"ДТС015-50П.В3.2000",null,"Термопреобразователь сопротивления ДТС015-50П.В3.2000",3970,4764,"Под заказ","ДТС 50П","9",1,0,1,9025900008,"Производимый",24]
["2023-06-06T16:44:55.024","2023-06-06",67291,"ДТС015-50П.В4.80",null,"Термопреобразователь сопротивления ДТС015-50П.В4.80",2870,3444,"Под заказ","ДТС 50П","9",1,0,1,9025900008,"Производимый",24]
["2023-06-06T16:44:55.024","2023-06-06",53157,"ДТС024-50П.В4.30/1",null,"Термопреобразователь сопротивления ДТС024-50П.В4.30/1",2435,2922,"Под заказ","ДТС 50П","12",1,0,1,9025900008,"Производимый",24]
["2023-06-06T16:44:55.024","2023-06-06",30280,"ДТС025-50П.В3.160.МГ",null,"Термопреобразователь сопротивления ДТС025-50П.В3.160.МГ",3370,4044,"Под заказ","ДТС 50П","9",1,0,1,9025900008,"Производимый",24]
["2023-06-06T16:44:55.024","2023-06-06",39514,"ДТС025-50П.В4.500",null,"Термопреобразователь сопротивления ДТС025-50П.В4.500",2955,3546,"Под заказ","ДТС 50П","9",1,0,1,9025900008,"Производимый",24]
["2023-06-06T16:44:55.024","2023-06-06",99351,"ДТС034-50П.В4.25/1",null,"Термопреобразователь сопротивления ДТС034-50П.В4.25/1",2435,2922,"Под заказ","ДТС 50П","30",214,0,1,9025900008,"Производимый",0]
["2023-06-06T16:44:55.024","2023-06-06",15464,"ДТС035-50П.А3.500",null,"Термопреобразователь сопротивления ДТС035-50П.А3.500",4254,5104.8,"Под заказ","ДТС 50П","9",267,0,1,9025900008,"Производимый",24]
["2023-06-06T16:44:55.024","2023-06-06",32067,"ДТС035-50П.А4.80.МГ",null,"Термопреобразователь сопротивления ДТС035-50П.А4.80.МГ",4502,5402.4,"Под заказ","ДТС 50П","9",1,0,1,9025900008,"Производимый",24]
["2023-06-06T16:44:55.024","2023-06-06",30972,"ДТС035-50П.В3.800.G1/2",null,"Термопреобразователь сопротивления ДТС035-50П.В3.800.G1/2",4077,4892.3999999999996,"Под заказ","ДТС 50П","9",1,0,1,9025900008,"Производимый",24]
["2023-06-06T16:44:55.024","2023-06-06",119695,"ДТС035Л-50П.А3.160",null,"Термопреобразователь сопротивления ДТС035Л-50П.А3.160",4002,4802.3999999999996,"Под заказ","ДТС 50П","9",267,0,1,9025900008,"Производимый",24]
["2023-06-06T16:44:55.024","2023-06-06",88071,"ДТС035Л-50П.В3.500.МГ",null,"Термопреобразователь сопротивления ДТС035Л-50П.В3.500.МГ",4045,4854,"Под заказ","ДТС 50П","9",267,0,1,9025900008,"Производимый",24]
["2023-06-06T16:44:55.024","2023-06-06",18928,"ДТС044-50П.А4.35/5",null,"Термопреобразователь сопротивления ДТС044-50П.А4.35/5",3302,3962.4,"Под заказ","ДТС 50П","12",1,0,1,9025900008,"Производимый",24]
["2023-06-06T16:44:55.024","2023-06-06",9854,"ДТС045-50П.А3.250",null,"Термопреобразователь сопротивления ДТС045-50П.А3.250",4002,4802.3999999999996,"Под заказ","ДТС 50П","9",267,0,1,9025900008,"Производимый",24]
["2023-06-06T16:44:55.024","2023-06-06",16615,"ДТС045-50П.А3.630",null,"Термопреобразователь сопротивления ДТС045-50П.А3.630",4254,5104.8,"Под заказ","ДТС 50П","9",267,0,1,9025900008,"Производимый",24]
["2023-06-06T16:44:55.024","2023-06-06",90069,"ДТС045-50П.В3.150",null,"Термопреобразователь сопротивления ДТС045-50П.В3.150",3335,4002,"Под заказ","ДТС 50П","9",267,0,1,9025900008,"Производимый",24]
["2023-06-06T16:44:55.024","2023-06-06",36117,"ДТС045-50П.В3.500.G1/2",null,"Термопреобразователь сопротивления ДТС045-50П.В3.500.G1/2",4077,4892.3999999999996,"Под заказ","ДТС 50П","9",1,0,1,9025900008,"Производимый",24]
["2023-06-06T16:44:55.024","2023-06-06",49395,"ДТС045Л-50П.В3.100",null,"Термопреобразователь сопротивления ДТС045Л-50П.В3.100",3335,4002,"Под заказ","ДТС 50П","9",267,0,1,9025900008,"Производимый",24]
["2023-06-06T16:44:55.024","2023-06-06",47220,"ДТС045Э1-50П.В3.100",null,"Термопреобразователь сопротивления ДТС045Э1-50П.В3.100",4002,4802.3999999999996,"Под заказ","ДТС 50П","9",267,0,1,9025900008,"Производимый",24]
["2023-06-06T16:44:55.024","2023-06-06",128760,"ДТС054-50П.А3.80/0,2.М10Х1",null,"Термопреобразователь сопротивления ДТС054-50П.А3.80/0,2.М10Х1",3906,4687.2,"Под заказ","ДТС 50П","12",214,0,1,9025900008,"Производимый",24]
["2023-06-06T16:44:55.024","2023-06-06",35224,"ДТС054-50П.В3.200/0,2",null,"Термопреобразователь сопротивления ДТС054-50П.В3.200/0,2",2960,3552,"Под заказ","ДТС 50П","12",1,0,1,9025900008,"Производимый",24]
["2023-06-06T16:44:55.024","2023-06-06",9718,"ДТС054-50П.В3.60/2",null,"Термопреобразователь сопротивления ДТС054-50П.В3.60/2",2990,3588,"Под заказ","ДТС 50П","12",214,0,1,9025900008,"Производимый",24]
["2023-06-06T16:44:55.024","2023-06-06",16261,"ДТС054-50П.В3.600/3",null,"Термопреобразователь сопротивления ДТС054-50П.В3.600/3",3280,3936,"Под заказ","ДТС 50П","12",1,0,1,9025900008,"Производимый",24]
["2023-06-06T16:44:55.024","2023-06-06",11497,"ДТС055-50П.В3.320",null,"Термопреобразователь сопротивления ДТС055-50П.В3.320",3545,4254,"Под заказ","ДТС 50П","9",1,0,1,9025900008,"Производимый",24]
["2023-06-06T16:44:55.024","2023-06-06",54911,"ДТС055-50П.В3.630",null,"Термопреобразователь сопротивления ДТС055-50П.В3.630",3545,4254,"Под заказ","ДТС 50П","9",1,0,1,9025900008,"Производимый",24]
["2023-06-06T16:44:55.024","2023-06-06",128358,"ДТС064-50П.А3.100/1",null,"Термопреобразователь сопротивления ДТС064-50П.А3.100/1",3476,4171.2,"Под заказ","ДТС 50П","12",267,0,1,9025900008,"Производимый",24]
["2023-06-06T16:44:55.024","2023-06-06",45986,"ДТС064-50П.В3.100/10",null,"Термопреобразователь сопротивления ДТС064-50П.В3.100/10",3630,4356,"Под заказ","ДТС 50П","12",1,0,1,9025900008,"Производимый",24]
["2023-06-06T16:44:55.024","2023-06-06",47593,"ДТС064-50П.В3.400/0,5",null,"Термопреобразователь сопротивления ДТС064-50П.В3.400/0,5",3080,3696,"Под заказ","ДТС 50П","12",1,0,1,9025900008,"Производимый",24]
["2023-06-06T16:44:55.024","2023-06-06",10945,"ДТС064-50П.В3.80/0,2",null,"Термопреобразователь сопротивления ДТС064-50П.В3.80/0,2",2830,3396,"Под заказ","ДТС 50П","12",214,0,1,9025900008,"Производимый",24]
["2023-06-06T16:44:55.024","2023-06-06",31189,"ДТС065-50П.А3.80.G1/2",null,"Термопреобразователь сопротивления ДТС065-50П.А3.80.G1/2",4603,5523.6,"Под заказ","ДТС 50П","9",1,0,1,9025900008,"Производимый",24]
["2023-06-06T16:44:55.024","2023-06-06",10106,"ДТС065-50П.В3.80",null,"Термопреобразователь сопротивления ДТС065-50П.В3.80",3335,4002,"Под заказ","ДТС 50П","9",214,0,1,9025900008,"Производимый",24]
["2023-06-06T16:44:55.024","2023-06-06",15294,"ДТС074-50П.В3.120/2",null,"Термопреобразователь сопротивления ДТС074-50П.В3.120/2",2990,3588,"Под заказ","ДТС 50П","12",267,0,1,9025900008,"Производимый",24]
["2023-06-06T16:44:55.024","2023-06-06",31377,"ДТС074-50П.В3.500/1",null,"Термопреобразователь сопротивления ДТС074-50П.В3.500/1",3120,3744,"Под заказ","ДТС 50П","12",1,0,1,9025900008,"Производимый",24]
["2023-06-06T16:44:55.024","2023-06-06",9287,"ДТС075-50П.А3.100",null,"Термопреобразователь сопротивления ДТС075-50П.А3.100",4002,4802.3999999999996,"Под заказ","ДТС 50П","9",267,0,1,9025900008,"Производимый",24]
["2023-06-06T16:44:55.024","2023-06-06",48719,"ДТС075-50П.В3.630.МГ",null,"Термопреобразователь сопротивления ДТС075-50П.В3.630.МГ",4045,4854,"Под заказ","ДТС 50П","9",85,0,1,9025900008,"Производимый",24]
["2023-06-06T16:44:55.024","2023-06-06",44784,"ДТС084-50П.В3.320/1",null,"Термопреобразователь сопротивления ДТС084-50П.В3.320/1",3040,3648,"Под заказ","ДТС 50П","12",1,0,1,9025900008,"Производимый",24]
["2023-06-06T16:44:55.024","2023-06-06",54243,"ДТС085-50П.В3.60.МГ",null,"Термопреобразователь сопротивления ДТС085-50П.В3.60.МГ",3835,4602,"Под заказ","ДТС 50П","9",1,0,1,9025900008,"Производимый",24]
["2023-06-06T16:44:55.024","2023-06-06",30421,"ДТС094-50П.В3.160/2",null,"Термопреобразователь сопротивления ДТС094-50П.В3.160/2",2525,3030,"Под заказ","ДТС 50П","12",267,0,1,9025900008,"Производимый",24]
["2023-06-06T16:44:55.024","2023-06-06",31562,"ДТС094-50П.В3.500/2",null,"Термопреобразователь сопротивления ДТС094-50П.В3.500/2",2740,3288,"Под заказ","ДТС 50П","12",267,0,1,9025900008,"Производимый",24]
["2023-06-06T16:44:55.024","2023-06-06",77062,"ДТС094-50П.В4.320/2",null,"Термопреобразователь сопротивления ДТС094-50П.В4.320/2",2695,3234,"Под заказ","ДТС 50П","30",1,0,1,9025900008,"Производимый",24]
["2023-06-06T16:44:55.024","2023-06-06",17557,"ДТС095-50П.В4.80",null,"Термопреобразователь сопротивления ДТС095-50П.В4.80",3335,4002,"Под заказ","ДТС 50П","9",1,0,1,9025900008,"Производимый",24]
["2023-06-06T16:44:55.024","2023-06-06",44977,"ДТС104-50П.В3.60/0,5",null,"Термопреобразователь сопротивления ДТС104-50П.В3.60/0,5",2405,2886,"Под заказ","ДТС 50П","12",1,0,1,9025900008,"Производимый",24]
["2023-06-06T16:44:55.024","2023-06-06",31456,"ДТС105-50П.А3.80.МГ",null,"Термопреобразователь сопротивления ДТС105-50П.А3.80.МГ",4502,5402.4,"Под заказ","ДТС 50П","9",1,0,1,9025900008,"Производимый",24]
["2023-06-06T16:44:55.024","2023-06-06",36596,"ДТС105-50П.В4.100",null,"Термопреобразователь сопротивления ДТС105-50П.В4.100",3335,4002,"Под заказ","ДТС 50П","9",1,0,1,9025900008,"Производимый",24]
["2023-06-06T16:44:55.024","2023-06-06",77782,"ДТС114-50П.В3.400/4",null,"Термопреобразователь сопротивления ДТС114-50П.В3.400/4",2900,3480,"Под заказ","ДТС 50П","12",1,0,1,9025900008,"Производимый",24]
["2023-06-06T16:44:55.024","2023-06-06",16910,"ДТС114-50П.С3.100/1",null,"Термопреобразователь сопротивления ДТС114-50П.С3.100/1",2445,2934,"Под заказ","ДТС 50П","12",1,0,1,9025900008,"Производимый",24]
["2023-06-06T16:44:55.024","2023-06-06",10657,"ДТС124-50П.В3.60/5",null,"Термопреобразователь сопротивления ДТС124-50П.В3.60/5",3230,3876,"Под заказ","ДТС 50П","12",1,0,1,9025900008,"Производимый",24]
["2023-06-06T16:44:55.024","2023-06-06",18220,"ДТС145-50П.А3.1250",null,"Термопреобразователь сопротивления ДТС145-50П.А3.1250",4370,5244,"Под заказ","ДТС 50П","9",1,0,1,9025900008,"Производимый",24]
["2023-06-06T16:44:55.024","2023-06-06",59520,"ДТС145-50П.В4.60",null,"Термопреобразователь сопротивления ДТС145-50П.В4.60",3335,4002,"Под заказ","ДТС 50П","9",1,0,1,9025900008,"Производимый",24]
["2023-06-06T16:44:55.024","2023-06-06",9274,"ДТС174-50П.В3.100/2",null,"Термопреобразователь сопротивления ДТС174-50П.В3.100/2",4045,4854,"Под заказ","ДТС 50П","12",1,0,1,9025900008,"Производимый",24]
["2023-06-06T16:44:55.024","2023-06-06",39242,"ДТС194-50П.А3.120/0,2",null,"Термопреобразователь сопротивления ДТС194-50П.А3.120/0,2",3396,4075.2,"Под заказ","ДТС 50П","12",1,0,1,9025900008,"Производимый",24]
["2023-06-06T16:44:55.024","2023-06-06",39925,"ДТС194-50П.В3.60/1,5",null,"Термопреобразователь сопротивления ДТС194-50П.В3.60/1,5",2950,3540,"Под заказ","ДТС 50П","12",1,0,1,9025900008,"Производимый",24]
["2023-06-06T16:44:55.024","2023-06-06",30477,"ДТС204-50П.В3.65/1",null,"Термопреобразователь сопротивления ДТС204-50П.В3.65/1",2910,3492,"Под заказ","ДТС 50П","12",1,0,1,9025900008,"Производимый",24]
["2023-06-06T16:44:55.024","2023-06-06",128080,"ДТС214-50П.А3.50/3",null,"Термопреобразователь сопротивления ДТС214-50П.А3.50/3",3042,3650.4,"Под заказ","ДТС 50П","12",214,0,1,9025900008,"Производимый",24]
["2023-06-06T16:44:55.024","2023-06-06",104144,"ДТС224-50П.В3.43/20",null,"Термопреобразователь сопротивления ДТС224-50П.В3.43/20",4895,5874,"Под заказ","ДТС 50П","12",214,0,1,9025900008,"Производимый",24]
["2023-06-06T16:44:55.024","2023-06-06",62659,"ДТС314-50П.В3.160/2",null,"Термопреобразователь сопротивления ДТС314-50П.В3.160/2",2835,3402,"Под заказ","ДТС 50П","12",267,0,1,9025900008,"Производимый",24]
["2023-06-06T16:44:55.024","2023-06-06",95114,"ДТС324-50П.А3.41/3",null,"Термопреобразователь сопротивления ДТС324-50П.А3.41/3",4194,5032.8,"Под заказ","ДТС 50П","12",214,0,1,9025900008,"Производимый",24]
["2023-06-06T16:44:55.024","2023-06-06",86128,"ДТС335-50П.В3.100",null,"Термопреобразователь сопротивления ДТС335-50П.В3.100",3335,4002,"Под заказ","ДТС 50П","9",267,0,1,9025900008,"Производимый",24]
["2023-06-06T16:44:55.024","2023-06-06",77677,"2ДТС015Л-РТ100.В2.120.МГ",null,"Термопреобразователь сопротивления 2ДТС015Л-РТ100.В2.120.МГ",3705,4446,"Под заказ","ДТС РТ100","9",342,0,1,9025900008,"Производимый",24]
["2023-06-06T16:44:55.024","2023-06-06",97580,"2ДТС024-РТ100.В3.30/0,5",null,"Термопреобразователь сопротивления 2ДТС024-РТ100.В3.30/0,5",2105,2526,"Под заказ","ДТС РТ100","12",1000,0,1,9025900008,"Производимый",24]
["2023-06-06T16:44:55.024","2023-06-06",97187,"2ДТС025Л-РТ100.В2.300.МГ",null,"Термопреобразователь сопротивления 2ДТС025Л-РТ100.В2.300.МГ",4005,4806,"Под заказ","ДТС РТ100","9",217,0,1,9025900008,"Производимый",24]
["2023-06-06T16:44:55.024","2023-06-06",128038,"2ДТС035Л-РТ100.В2.100.МГ.G1/2",null,"Термопреобразователь сопротивления 2ДТС035Л-РТ100.В2.100.МГ.G1/2",4186,5023.2,"Под заказ","ДТС РТ100","9",263,0,1,9025900008,"Производимый",24]
["2023-06-06T16:44:55.024","2023-06-06",128126,"2ДТС035Л-РТ100.В3.250.G1/2",null,"Термопреобразователь сопротивления 2ДТС035Л-РТ100.В3.250.G1/2",3836,4603.2,"Под заказ","ДТС РТ100","9",1,0,1,9025900008,"Производимый",24]
["2023-06-06T16:44:55.024","2023-06-06",91689,"2ДТС045Л-РТ100.А3.120",null,"Термопреобразователь сопротивления 2ДТС045Л-РТ100.А3.120",4002,4802.3999999999996,"Под заказ","ДТС РТ100","9",146,0,1,9025900008,"Производимый",24]
["2023-06-06T16:44:55.024","2023-06-06",59194,"2ДТС045Л-РТ100.В3.60",null,"Термопреобразователь сопротивления 2ДТС045Л-РТ100.В3.60",3335,4002,"Под заказ","ДТС РТ100","9",146,0,1,9025900008,"Производимый",24]
["2023-06-06T16:44:55.024","2023-06-06",73037,"2ДТС064-РТ100.А4.120/0,2",null,"Термопреобразователь сопротивления 2ДТС064-РТ100.А4.120/0,2",2430,2916,"Под заказ","ДТС РТ100","12",1,0,1,9025900008,"Производимый",24]
["2023-06-06T16:44:55.024","2023-06-06",117624,"2ДТС065Л-РТ100.В2.160.МГ.R1/2",null,"Термопреобразователь сопротивления 2ДТС065Л-РТ100.В2.160.МГ.R1/2",4186,5023.2,"Под заказ","ДТС РТ100","9",250,0,1,9025900008,"Производимый",24]
["2023-06-06T16:44:55.024","2023-06-06",96850,"2ДТС074-РТ100.В3.100/2",null,"Термопреобразователь сопротивления 2ДТС074-РТ100.В3.100/2",2345,2814,"Под заказ","ДТС РТ100","12",1000,0,1,9025900008,"Производимый",24]
["2023-06-06T16:44:55.024","2023-06-06",111173,"2ДТС075Л-РТ100.В3.70.G1/2.ЕХI-Т4",null,"Термопреобразователь сопротивления 2ДТС075Л-РТ100.В3.70.G1/2.ЕХI-Т4",7671,9205.2000000000007,"Под заказ","ДТС РТ100","9",146,0,1,9025192000,"Производимый",24]
["2023-06-06T16:44:55.024","2023-06-06",119523,"2ДТС085Л-РТ100.В2.100.МГ",null,"Термопреобразователь сопротивления 2ДТС085Л-РТ100.В2.100.МГ",3705,4446,"Под заказ","ДТС РТ100","9",272,0,1,9025900008,"Производимый",24]
["2023-06-06T16:44:55.024","2023-06-06",92896,"2ДТС095Л-РТ100.В3.160",null,"Термопреобразователь сопротивления 2ДТС095Л-РТ100.В3.160",3335,4002,"Под заказ","ДТС РТ100","9",146,0,1,9025900008,"Производимый",24]
["2023-06-06T16:44:55.024","2023-06-06",64836,"2ДТС105Л-РТ100.В2.120.МГ",null,"Термопреобразователь сопротивления 2ДТС105Л-РТ100.В2.120.МГ",3705,4446,"Под заказ","ДТС РТ100","9",1,0,1,9025900008,"Производимый",24]
["2023-06-06T16:44:55.024","2023-06-06",103928,"2ДТС105Л-РТ100.В3.630",null,"Термопреобразователь сопротивления 2ДТС105Л-РТ100.В3.630",3800,4560,"Под заказ","ДТС РТ100","9",146,0,1,9025900008,"Производимый",24]
["2023-06-06T16:44:55.024","2023-06-06",97377,"2ДТС335Л-РТ100.В3.100",null,"Термопреобразователь сопротивления 2ДТС335Л-РТ100.В3.100",3335,4002,"Под заказ","ДТС РТ100","9",146,0,1,9025900008,"Производимый",24]
["2023-06-06T16:44:55.024","2023-06-06",98903,"ДТС014-РТ100.А3.25/0,6",null,"Термопреобразователь сопротивления ДТС014-РТ100.А3.25/0,6",1568,1881.6,"Под заказ","ДТС РТ100","12",1000,0,1,9025900008,"Производимый",0]
["2023-06-06T16:44:55.024","2023-06-06",98845,"ДТС014-РТ100.В3.25/0,9",null,"Термопреобразователь сопротивления ДТС014-РТ100.В3.25/0,9",1339,1606.8,"Под заказ","ДТС РТ100","12",1000,0,1,9025900008,"Производимый",0]
["2023-06-06T16:44:55.024","2023-06-06",98776,"ДТС014-РТ100.В4.25/0,3",null,"Термопреобразователь сопротивления ДТС014-РТ100.В4.25/0,3",1297,1556.4,"Под заказ","ДТС РТ100","30",1000,0,1,9025900008,"Производимый",0]
["2023-06-06T16:44:55.024","2023-06-06",98772,"ДТС014-РТ100.В4.25/1,5",null,"Термопреобразователь сопротивления ДТС014-РТ100.В4.25/1,5",1417,1700.4,"Под заказ","ДТС РТ100","30",1000,0,1,9025900008,"Производимый",0]
["2023-06-06T16:44:55.024","2023-06-06",98740,"ДТС014-РТ100.С3.25/5",null,"Термопреобразователь сопротивления ДТС014-РТ100.С3.25/5",1667,2000.4,"Под заказ","ДТС РТ100","12",1000,0,1,9025900008,"Производимый",0]
["2023-06-06T16:44:55.024","2023-06-06",59871,"ДТС015Л-РТ100.В3.250",null,"Термопреобразователь сопротивления ДТС015Л-РТ100.В3.250",2075,2490,"Под заказ","ДТС РТ100","9",1000,0,1,9025900008,"Производимый",24]
["2023-06-06T16:44:55.024","2023-06-06",120928,"ДТС015Л-РТ100.В4.250.МГ",null,"Термопреобразователь сопротивления ДТС015Л-РТ100.В4.250.МГ",2575,3090,"Под заказ","ДТС РТ100","9",342,0,1,9025900008,"Производимый",24]
["2023-06-06T16:44:55.024","2023-06-06",7941,"ДТС015-РТ100.В2.200",null,"Термопреобразователь сопротивления ДТС015-РТ100.В2.200",2075,2490,"Под заказ","ДТС РТ100","9",556,0,1,9025900008,"Производимый",24]
["2023-06-06T16:44:55.024","2023-06-06",51053,"ДТС015-РТ100.В3.1500",null,"Термопреобразователь сопротивления ДТС015-РТ100.В3.1500",3335,4002,"Под заказ","ДТС РТ100","9",1000,0,1,9025900008,"Производимый",24]
["2023-06-06T16:44:55.024","2023-06-06",35245,"ДТС015-РТ100.В3.400.МГ",null,"Термопреобразователь сопротивления ДТС015-РТ100.В3.400.МГ",2820,3384,"Под заказ","ДТС РТ100","9",1000,0,1,9025900008,"Производимый",24]
["2023-06-06T16:44:55.024","2023-06-06",58695,"ДТС015-РТ100.В3.900",null,"Термопреобразователь сопротивления ДТС015-РТ100.В3.900",3335,4002,"Под заказ","ДТС РТ100","9",1000,0,1,9025900008,"Производимый",24]
["2023-06-06T16:44:55.024","2023-06-06",79437,"ДТС015Э6-РТ100.В3.650",null,"Термопреобразователь сопротивления ДТС015Э6-РТ100.В3.650",2784,3340.8,"Под заказ","ДТС РТ100","9",1000,0,1,9025900008,"Производимый",24]
["2023-06-06T16:44:55.024","2023-06-06",30420,"ДТС024-РТ100.А4.30/0,2",null,"Термопреобразователь сопротивления ДТС024-РТ100.А4.30/0,2",1520,1824,"Под заказ","ДТС РТ100","12",1,0,1,9025900008,"Производимый",24]
["2023-06-06T16:44:55.024","2023-06-06",7617,"ДТС024-РТ100.В3.30/2",null,"Термопреобразователь сопротивления ДТС024-РТ100.В3.30/2",1427,1712.4,"Стандартный","ДТС РТ100","12",1000,0,1,9025900008,"Производимый",24]
["2023-06-06T16:44:55.024","2023-06-06",134778,"ДТС024-РТ100.В3.500/3",null,"Термопреобразователь сопротивления ДТС024-РТ100.В3.500/3",1990,2388,"Под заказ","ДТС РТ100","12",1,0,1,9025900008,"Производимый",24]
["2023-06-06T16:44:55.024","2023-06-06",21634,"ДТС024-РТ100.С3.30/4",null,"Термопреобразователь сопротивления ДТС024-РТ100.С3.30/4",1587,1904.4,"Под заказ","ДТС РТ100","12",1,0,1,9025900008,"Производимый",24]
["2023-06-06T16:44:55.024","2023-06-06",70033,"ДТС025Л-РТ100.А3.320.МГ",null,"Термопреобразователь сопротивления ДТС025Л-РТ100.А3.320.МГ",3284,3940.8,"Под заказ","ДТС РТ100","9",1,0,1,9025900008,"Производимый",24]
["2023-06-06T16:44:55.024","2023-06-06",62105,"ДТС025-РТ100.А3.1000.МГ",null,"Термопреобразователь сопротивления ДТС025-РТ100.А3.1000.МГ",4502,5402.4,"Под заказ","ДТС РТ100","9",1000,0,1,9025900008,"Производимый",24]
["2023-06-06T16:44:55.024","2023-06-06",67584,"ДТС025-РТ100.А3.180",null,"Термопреобразователь сопротивления ДТС025-РТ100.А3.180",2490,2988,"Под заказ","ДТС РТ100","9",1000,0,1,9025900008,"Производимый",24]
["2023-06-06T16:44:55.024","2023-06-06",110116,"ДТС025-РТ100.В2.100.МГ",null,"Термопреобразователь сопротивления ДТС025-РТ100.В2.100.МГ",2575,3090,"Под заказ","ДТС РТ100","9",769,0,1,9025900008,"Производимый",24]
["2023-06-06T16:44:55.024","2023-06-06",18400,"ДТС025-РТ100.В3.2000",null,"Термопреобразователь сопротивления ДТС025-РТ100.В3.2000",3335,4002,"Под заказ","ДТС РТ100","9",1000,0,1,9025900008,"Производимый",24]
["2023-06-06T16:44:55.024","2023-06-06",69156,"ДТС025-РТ100.В4.250",null,"Термопреобразователь сопротивления ДТС025-РТ100.В4.250",2075,2490,"Под заказ","ДТС РТ100","9",1000,0,1,9025900008,"Производимый",24]
["2023-06-06T16:44:55.024","2023-06-06",60746,"ДТС025-РТ100.С3.300",null,"Термопреобразователь сопротивления ДТС025-РТ100.С3.300",2320,2784,"Под заказ","ДТС РТ100","9",1,0,1,9025900008,"Производимый",24]
["2023-06-06T16:44:55.024","2023-06-06",99320,"ДТС034-РТ100.В2.25/0,2",null,"Термопреобразователь сопротивления ДТС034-РТ100.В2.25/0,2",1267,1520.4,"Под заказ","ДТС РТ100","30",913,0,1,9025900008,"Производимый",0]
["2023-06-06T16:44:55.024","2023-06-06",99265,"ДТС034-РТ100.В3.25/5",null,"Термопреобразователь сопротивления ДТС034-РТ100.В3.25/5",1667,2000.4,"Под заказ","ДТС РТ100","12",913,0,1,9025900008,"Производимый",0]
["2023-06-06T16:44:55.024","2023-06-06",128043,"ДТС034-РТ100.С3.25/0,4",null,"Термопреобразователь сопротивления ДТС034-РТ100.С3.25/0,4",1299,1558.8,"Под заказ","ДТС РТ100","12",1,0,1,9025900008,"Производимый",24]
["2023-06-06T16:44:55.024","2023-06-06",116293,"ДТС034Э3НЖ-РТ100.В3.60/0,2",null,"Термопреобразователь сопротивления ДТС034Э3НЖ-РТ100.В3.60/0,2",1520,1824,"Под заказ","ДТС РТ100","12",913,0,1,9025900008,"Производимый",24]
["2023-06-06T16:44:55.024","2023-06-06",58268,"ДТС035Л-РТ100.А3.400",null,"Термопреобразователь сопротивления ДТС035Л-РТ100.А3.400",3144,3772.8,"Под заказ","ДТС РТ100","9",1000,0,1,9025900008,"Производимый",24]
["2023-06-06T16:44:55.024","2023-06-06",45309,"ДТС035Л-РТ100.В3.100.МГ",null,"Термопреобразователь сопротивления ДТС035Л-РТ100.В3.100.МГ",2695,3234,"Под заказ","ДТС РТ100","9",342,0,1,9025900008,"Производимый",24]
["2023-06-06T16:44:55.024","2023-06-06",45310,"ДТС035Л-РТ100.В3.200.МГ",null,"Термопреобразователь сопротивления ДТС035Л-РТ100.В3.200.МГ",2695,3234,"Под заказ","ДТС РТ100","9",342,0,1,9025900008,"Производимый",24]
["2023-06-06T16:44:55.024","2023-06-06",81213,"ДТС035Л-РТ100.В3.600",null,"Термопреобразователь сопротивления ДТС035Л-РТ100.В3.600",2620,3144,"Под заказ","ДТС РТ100","9",1000,0,1,9025900008,"Производимый",24]
["2023-06-06T16:44:55.024","2023-06-06",48740,"ДТС035-РТ100.А3.1250.МГ",null,"Термопреобразователь сопротивления ДТС035-РТ100.А3.1250.МГ",4904,5884.8,"Под заказ","ДТС РТ100","9",1000,0,1,9025900008,"Производимый",24]
["2023-06-06T16:44:55.024","2023-06-06",18619,"ДТС035-РТ100.А3.400",null,"Термопреобразователь сопротивления ДТС035-РТ100.А3.400",3144,3772.8,"Под заказ","ДТС РТ100","9",1000,0,1,9025900008,"Производимый",24]
["2023-06-06T16:44:55.024","2023-06-06",43682,"ДТС035-РТ100.А4.100.МГ",null,"Термопреобразователь сопротивления ДТС035-РТ100.А4.100.МГ",3134,3760.8,"Под заказ","ДТС РТ100","9",140,0,1,9025900008,"Производимый",24]
["2023-06-06T16:44:55.024","2023-06-06",83135,"ДТС035-РТ100.А4.500",null,"Термопреобразователь сопротивления ДТС035-РТ100.А4.500",3144,3772.8,"Под заказ","ДТС РТ100","9",1000,0,1,9025900008,"Производимый",24]
["2023-06-06T16:44:55.024","2023-06-06",61030,"ДТС035-РТ100.В3.120.МГ.G1/2",null,"Термопреобразователь сопротивления ДТС035-РТ100.В3.120.МГ.G1/2",3025,3630,"Под заказ","ДТС РТ100","9",1000,0,1,9025900008,"Производимый",24]
["2023-06-06T16:44:55.024","2023-06-06",31640,"ДТС035-РТ100.В3.160.МГ",null,"Термопреобразователь сопротивления ДТС035-РТ100.В3.160.МГ",2695,3234,"Под заказ","ДТС РТ100","9",1000,0,1,9025900008,"Производимый",24]
["2023-06-06T16:44:55.024","2023-06-06",7168,"ДТС035-РТ100.В3.250",null,"Термопреобразователь сопротивления ДТС035-РТ100.В3.250",2195,2634,"Стандартный","ДТС РТ100","9",1000,0,1,9025900008,"Производимый",24]
["2023-06-06T16:44:55.024","2023-06-06",47613,"ДТС035-РТ100.В4.100.G1/2",null,"Термопреобразователь сопротивления ДТС035-РТ100.В4.100.G1/2",2525,3030,"Под заказ","ДТС РТ100","9",1000,0,1,9025900008,"Производимый",24]
["2023-06-06T16:44:55.024","2023-06-06",107871,"ДТС035-РТ100.В4.150",null,"Термопреобразователь сопротивления ДТС035-РТ100.В4.150",2195,2634,"Под заказ","ДТС РТ100","9",1000,0,1,9025900008,"Производимый",24]
["2023-06-06T16:44:55.024","2023-06-06",107721,"ДТС035-РТ100.В4.800",null,"Термопреобразователь сопротивления ДТС035-РТ100.В4.800",2620,3144,"Под заказ","ДТС РТ100","9",1000,0,1,9025900008,"Производимый",24]
["2023-06-06T16:44:55.024","2023-06-06",16866,"ДТС044-РТ100.А3.35/1",null,"Термопреобразователь сопротивления ДТС044-РТ100.А3.35/1",1600,1920,"Под заказ","ДТС РТ100","12",1000,0,1,9025900008,"Производимый",24]
["2023-06-06T16:44:55.024","2023-06-06",90636,"ДТС044-РТ100.В3.100/0,2",null,"Термопреобразователь сопротивления ДТС044-РТ100.В3.100/0,2",1267,1520.4,"Под заказ","ДТС РТ100","12",1000,0,1,9025900008,"Производимый",24]
["2023-06-06T16:44:55.024","2023-06-06",66332,"ДТС044-РТ100.В3.30/2,5",null,"Термопреобразователь сопротивления ДТС044-РТ100.В3.30/2,5",1467,1760.4,"Под заказ","ДТС РТ100","12",1000,0,1,9025900008,"Производимый",24]
["2023-06-06T16:44:55.024","2023-06-06",74582,"ДТС044-РТ100.В3.80/1,5",null,"Термопреобразователь сопротивления ДТС044-РТ100.В3.80/1,5",1387,1664.4,"Под заказ","ДТС РТ100","12",1,0,1,9025900008,"Производимый",24]
["2023-06-06T16:44:55.024","2023-06-06",112817,"ДТС044-РТ100.С3.30/0,5",null,"Термопреобразователь сопротивления ДТС044-РТ100.С3.30/0,5",1307,1568.4,"Под заказ","ДТС РТ100","12",1000,0,1,9025900008,"Производимый",24]
["2023-06-06T16:44:55.024","2023-06-06",92305,"ДТС045Л-РТ100.А3.320.МГ.G1/2",null,"Термопреобразователь сопротивления ДТС045Л-РТ100.А3.320.МГ.G1/2",4116,4939.2,"Под заказ","ДТС РТ100","9",342,0,1,9025900008,"Производимый",24]
["2023-06-06T16:44:55.024","2023-06-06",135560,"ДТС045Л-РТ100.А4.120",null,"Термопреобразователь сопротивления ДТС045Л-РТ100.А4.120",2634,3160.8,"Под заказ","ДТС РТ100","9",1000,0,1,9025900008,"Производимый",24]
["2023-06-06T16:44:55.024","2023-06-06",50487,"ДТС045Л-РТ100.В3.250.МГ",null,"Термопреобразователь сопротивления ДТС045Л-РТ100.В3.250.МГ",2695,3234,"Под заказ","ДТС РТ100","9",342,0,1,9025900008,"Производимый",24]
["2023-06-06T16:44:55.024","2023-06-06",110551,"ДТС045Л-РТ100.В3.450",null,"Термопреобразователь сопротивления ДТС045Л-РТ100.В3.450",2620,3144,"Под заказ","ДТС РТ100","9",1000,0,1,9025900008,"Производимый",24]
["2023-06-06T16:44:55.024","2023-06-06",43591,"ДТС045ЛЭ-РТ100.В2.120",null,"Термопреобразователь сопротивления ДТС045ЛЭ-РТ100.В2.120",2634,3160.8,"Под заказ","ДТС РТ100","9",1,0,1,9025900008,"Производимый",24]
["2023-06-06T16:44:55.024","2023-06-06",8773,"ДТС045-РТ100.А3.500",null,"Термопреобразователь сопротивления ДТС045-РТ100.А3.500",3144,3772.8,"Под заказ","ДТС РТ100","9",1000,0,1,9025900008,"Производимый",24]
["2023-06-06T16:44:55.024","2023-06-06",32178,"ДТС045-РТ100.В2.160",null,"Термопреобразователь сопротивления ДТС045-РТ100.В2.160",2195,2634,"Под заказ","ДТС РТ100","9",455,0,1,9025900008,"Производимый",24]
["2023-06-06T16:44:55.024","2023-06-06",36528,"ДТС045-РТ100.В3.100.МГ",null,"Термопреобразователь сопротивления ДТС045-РТ100.В3.100.МГ",2695,3234,"Под заказ","ДТС РТ100","9",1000,0,1,9025900008,"Производимый",24]
["2023-06-06T16:44:55.024","2023-06-06",21946,"ДТС045-РТ100.В3.1500",null,"Термопреобразователь сопротивления ДТС045-РТ100.В3.1500",3670,4404,"Под заказ","ДТС РТ100","9",1000,0,1,9025900008,"Производимый",24]
["2023-06-06T16:44:55.024","2023-06-06",91452,"ДТС045-РТ100.В3.600.G1/2",null,"Термопреобразователь сопротивления ДТС045-РТ100.В3.600.G1/2",3013,3615.6,"Под заказ","ДТС РТ100","9",1,0,1,9025900008,"Производимый",24]
["2023-06-06T16:44:55.024","2023-06-06",46340,"ДТС045-РТ100.В4.100.G1/2",null,"Термопреобразователь сопротивления ДТС045-РТ100.В4.100.G1/2",2525,3030,"Под заказ","ДТС РТ100","9",1,0,1,9025900008,"Производимый",24]
["2023-06-06T16:44:55.024","2023-06-06",10769,"ДТС045-РТ100.В4.250",null,"Термопреобразователь сопротивления ДТС045-РТ100.В4.250",2195,2634,"Под заказ","ДТС РТ100","9",1000,0,1,9025900008,"Производимый",24]
["2023-06-06T16:44:55.024","2023-06-06",10819,"ДТС045-РТ100.С4.400",null,"Термопреобразователь сопротивления ДТС045-РТ100.С4.400",2620,3144,"Под заказ","ДТС РТ100","9",1,0,1,9025900008,"Производимый",24]
["2023-06-06T16:44:55.024","2023-06-06",108248,"ДТС054-РТ100.А3.120/0,5.G1/2",null,"Термопреобразователь сопротивления ДТС054-РТ100.А3.120/0,5.G1/2",2138,2565.6,"Под заказ","ДТС РТ100","12",1000,0,1,9025900008,"Производимый",24]
["2023-06-06T16:44:55.024","2023-06-06",78869,"ДТС054-РТ100.А3.200/0,2",null,"Термопреобразователь сопротивления ДТС054-РТ100.А3.200/0,2",2022,2426.4,"Под заказ","ДТС РТ100","12",1,0,1,9025900008,"Производимый",24]
["2023-06-06T16:44:55.024","2023-06-06",125890,"ДТС054-РТ100.А3.60/2,5",null,"Термопреобразователь сопротивления ДТС054-РТ100.А3.60/2,5",2024,2428.8000000000002,"Под заказ","ДТС РТ100","12",1000,0,1,9025900008,"Производимый",24]
["2023-06-06T16:44:55.024","2023-06-06",126297,"ДТС054-РТ100.А4.60/10",null,"Термопреобразователь сопротивления ДТС054-РТ100.А4.60/10",2824,3388.8,"Под заказ","ДТС РТ100","12",1,0,1,9025900008,"Производимый",24]
["2023-06-06T16:44:55.024","2023-06-06",88946,"ДТС054-РТ100.А4.80/5.G1/2",null,"Термопреобразователь сопротивления ДТС054-РТ100.А4.80/5.G1/2",2598,3117.6,"Под заказ","ДТС РТ100","30",936,0,1,9025900008,"Производимый",24]
["2023-06-06T16:44:55.024","2023-06-06",56516,"ДТС054-РТ100.В3.100/1.М12Х1,5",null,"Термопреобразователь сопротивления ДТС054-РТ100.В3.100/1.М12Х1,5",1828,2193.6,"Под заказ","ДТС РТ100","12",1,0,1,9025900008,"Производимый",24]
["2023-06-06T16:44:55.024","2023-06-06",8026,"ДТС054-РТ100.В3.120/0,2",null,"Термопреобразователь сопротивления ДТС054-РТ100.В3.120/0,2",1520,1824,"Под заказ","ДТС РТ100","12",1000,0,1,9025900008,"Производимый",24]
["2023-06-06T16:44:55.024","2023-06-06",21622,"ДТС054-РТ100.В3.160/1",null,"Термопреобразователь сопротивления ДТС054-РТ100.В3.160/1",1600,1920,"Под заказ","ДТС РТ100","12",1000,0,1,9025900008,"Производимый",24]
["2023-06-06T16:44:55.024","2023-06-06",78695,"ДТС054-РТ100.В3.200/1.М12Х1",null,"Термопреобразователь сопротивления ДТС054-РТ100.В3.200/1.М12Х1",2018,2421.6,"Под заказ","ДТС РТ100","12",1000,0,1,9025900008,"Производимый",24]
["2023-06-06T16:44:55.024","2023-06-06",44506,"ДТС054-РТ100.В3.200/5.G3/4",null,"Термопреобразователь сопротивления ДТС054-РТ100.В3.200/5.G3/4",2338,2805.6,"Под заказ","ДТС РТ100","12",1,0,1,9025900008,"Производимый",24]
["2023-06-06T16:44:55.024","2023-06-06",36962,"ДТС054-РТ100.В3.500/10",null,"Термопреобразователь сопротивления ДТС054-РТ100.В3.500/10",2655,3186,"Под заказ","ДТС РТ100","12",1000,0,1,9025900008,"Производимый",24]
["2023-06-06T16:44:55.024","2023-06-06",55146,"ДТС054-РТ100.В3.60/2.G1/2",null,"Термопреобразователь сопротивления ДТС054-РТ100.В3.60/2.G1/2",1908,2289.6,"Под заказ","ДТС РТ100","12",1000,0,1,9025900008,"Производимый",24]
["2023-06-06T16:44:55.024","2023-06-06",37940,"ДТС054-РТ100.В3.60/4",null,"Термопреобразователь сопротивления ДТС054-РТ100.В3.60/4",1840,2208,"Под заказ","ДТС РТ100","12",1000,0,1,9025900008,"Производимый",24]
["2023-06-06T16:44:55.024","2023-06-06",9157,"ДТС054-РТ100.В3.80/0,2",null,"Термопреобразователь сопротивления ДТС054-РТ100.В3.80/0,2",1520,1824,"Под заказ","ДТС РТ100","12",1000,0,1,9025900008,"Производимый",24]
["2023-06-06T16:44:55.024","2023-06-06",19807,"ДТС054-РТ100.В3.90/5",null,"Термопреобразователь сопротивления ДТС054-РТ100.В3.90/5",1920,2304,"Под заказ","ДТС РТ100","12",1000,0,1,9025900008,"Производимый",24]
["2023-06-06T16:44:55.024","2023-06-06",106833,"ДТС054-РТ100.В4.250/6",null,"Термопреобразователь сопротивления ДТС054-РТ100.В4.250/6",2285,2742,"Под заказ","ДТС РТ100","30",763,0,1,9025900008,"Производимый",24]
["2023-06-06T16:44:55.024","2023-06-06",17766,"ДТС054-РТ100.С3.60/1",null,"Термопреобразователь сопротивления ДТС054-РТ100.С3.60/1",1600,1920,"Под заказ","ДТС РТ100","12",1,0,1,9025900008,"Производимый",24]
["2023-06-06T16:44:55.024","2023-06-06",87342,"ДТС055Л-РТ100.В3.200",null,"Термопреобразователь сопротивления ДТС055Л-РТ100.В3.200",2195,2634,"Под заказ","ДТС РТ100","9",1000,0,1,9025900008,"Производимый",24]
["2023-06-06T16:44:55.024","2023-06-06",55614,"ДТС055-РТ100.А4.120",null,"Термопреобразователь сопротивления ДТС055-РТ100.А4.120",2634,3160.8,"Под заказ","ДТС РТ100","9",1,0,1,9025900008,"Производимый",24]
["2023-06-06T16:44:55.024","2023-06-06",63701,"ДТС055-РТ100.В3.1000.G1/2",null,"Термопреобразователь сопротивления ДТС055-РТ100.В3.1000.G1/2",4221,5065.2,"Под заказ","ДТС РТ100","9",1,0,1,9025900008,"Производимый",24]
["2023-06-06T16:44:55.024","2023-06-06",90996,"ДТС064-РТ100.А3.1000/3",null,"Термопреобразователь сопротивления ДТС064-РТ100.А3.1000/3",3030,3636,"Под заказ","ДТС РТ100","12",1000,0,1,9025900008,"Производимый",24]
["2023-06-06T16:44:55.024","2023-06-06",79531,"ДТС064-РТ100.А3.200/2",null,"Термопреобразователь сопротивления ДТС064-РТ100.А3.200/2",2182,2618.4,"Под заказ","ДТС РТ100","12",1,0,1,9025900008,"Производимый",24]
["2023-06-06T16:44:55.024","2023-06-06",38949,"ДТС064-РТ100.А3.60/3",null,"Термопреобразователь сопротивления ДТС064-РТ100.А3.60/3",2064,2476.8000000000002,"Под заказ","ДТС РТ100","12",1000,0,1,9025900008,"Производимый",24]
["2023-06-06T16:44:55.024","2023-06-06",72135,"ДТС064-РТ100.А4.160/0,2",null,"Термопреобразователь сопротивления ДТС064-РТ100.А4.160/0,2",1824,2188.8000000000002,"Под заказ","ДТС РТ100","12",1,0,1,9025900008,"Производимый",24]
["2023-06-06T16:44:55.024","2023-06-06",39851,"ДТС064-РТ100.В3.100/5",null,"Термопреобразователь сопротивления ДТС064-РТ100.В3.100/5",1920,2304,"Под заказ","ДТС РТ100","12",1000,0,1,9025900008,"Производимый",24]
["2023-06-06T16:44:55.024","2023-06-06",18175,"ДТС064-РТ100.В3.120/2",null,"Термопреобразователь сопротивления ДТС064-РТ100.В3.120/2",1680,2016,"Под заказ","ДТС РТ100","12",1000,0,1,9025900008,"Производимый",24]
["2023-06-06T16:44:55.024","2023-06-06",98116,"ДТС064-РТ100.В3.160/1.G1/2",null,"Термопреобразователь сопротивления ДТС064-РТ100.В3.160/1.G1/2",1828,2193.6,"Под заказ","ДТС РТ100","12",1000,0,1,9025900008,"Производимый",24]
["2023-06-06T16:44:55.024","2023-06-06",21351,"ДТС064-РТ100.В3.200/5",null,"Термопреобразователь сопротивления ДТС064-РТ100.В3.200/5",2085,2502,"Под заказ","ДТС РТ100","12",1000,0,1,9025900008,"Производимый",24]
["2023-06-06T16:44:55.024","2023-06-06",118896,"ДТС064-РТ100.В3.320/1",null,"Термопреобразователь сопротивления ДТС064-РТ100.В3.320/1",1765,2118,"Под заказ","ДТС РТ100","12",1000,0,1,9025900008,"Производимый",24]
["2023-06-06T16:44:55.024","2023-06-06",127961,"ДТС064-РТ100.В3.400/8",null,"Термопреобразователь сопротивления ДТС064-РТ100.В3.400/8",2495,2994,"Под заказ","ДТС РТ100","12",1000,0,1,9025900008,"Производимый",24]
["2023-06-06T16:44:55.024","2023-06-06",106993,"ДТС064-РТ100.В3.60/3,5",null,"Термопреобразователь сопротивления ДТС064-РТ100.В3.60/3,5",1800,2160,"Под заказ","ДТС РТ100","12",1000,0,1,9025900008,"Производимый",24]
["2023-06-06T16:44:55.024","2023-06-06",31761,"ДТС064-РТ100.В3.80/0,5",null,"Термопреобразователь сопротивления ДТС064-РТ100.В3.80/0,5",1560,1872,"Под заказ","ДТС РТ100","12",1000,0,1,9025900008,"Производимый",24]
["2023-06-06T16:44:55.024","2023-06-06",67150,"ДТС064-РТ100.В4.120/0,2",null,"Термопреобразователь сопротивления ДТС064-РТ100.В4.120/0,2",1520,1824,"Под заказ","ДТС РТ100","12",1,0,1,9025900008,"Производимый",24]
["2023-06-06T16:44:55.024","2023-06-06",76698,"ДТС064-РТ100.В4.60/4.G3/8",null,"Термопреобразователь сопротивления ДТС064-РТ100.В4.60/4.G3/8",2148,2577.6,"Под заказ","ДТС РТ100","12",1,0,1,9025900008,"Производимый",24]
["2023-06-06T16:44:55.024","2023-06-06",46006,"ДТС064-РТ100.В4.80/15",null,"Термопреобразователь сопротивления ДТС064-РТ100.В4.80/15",3020,3624,"Под заказ","ДТС РТ100","30",319,0,1,9025900008,"Производимый",24]
["2023-06-06T16:44:55.024","2023-06-06",69794,"ДТС065Л-РТ100.А4.200",null,"Термопреобразователь сопротивления ДТС065Л-РТ100.А4.200",2634,3160.8,"Под заказ","ДТС РТ100","9",1000,0,1,9025900008,"Производимый",24]
["2023-06-06T16:44:55.024","2023-06-06",95986,"ДТС065Л-РТ100.В3.100.МГ.G1/2",null,"Термопреобразователь сопротивления ДТС065Л-РТ100.В3.100.МГ.G1/2",3025,3630,"Под заказ","ДТС РТ100","9",342,0,1,9025900008,"Производимый",24]
["2023-06-06T16:44:55.024","2023-06-06",71397,"ДТС065Л-РТ100.В4.100",null,"Термопреобразователь сопротивления ДТС065Л-РТ100.В4.100",2195,2634,"Под заказ","ДТС РТ100","9",1,0,1,9025900008,"Производимый",24]
["2023-06-06T16:44:55.024","2023-06-06",38902,"ДТС065-РТ100.А3.500",null,"Термопреобразователь сопротивления ДТС065-РТ100.А3.500",3144,3772.8,"Под заказ","ДТС РТ100","9",1000,0,1,9025900008,"Производимый",24]
["2023-06-06T16:44:55.024","2023-06-06",78698,"ДТС065-РТ100.А4.500",null,"Термопреобразователь сопротивления ДТС065-РТ100.А4.500",3144,3772.8,"Под заказ","ДТС РТ100","9",1,0,1,9025900008,"Производимый",24]
["2023-06-06T16:44:55.024","2023-06-06",55190,"ДТС065-РТ100.В2.160.G1/2",null,"Термопреобразователь сопротивления ДТС065-РТ100.В2.160.G1/2",2525,3030,"Под заказ","ДТС РТ100","9",500,0,1,9025900008,"Производимый",24]
["2023-06-06T16:44:55.024","2023-06-06",133649,"ДТС065-РТ100.В3.1700",null,"Термопреобразователь сопротивления ДТС065-РТ100.В3.1700",3670,4404,"Под заказ","ДТС РТ100","9",1,0,1,9025900008,"Производимый",24]
["2023-06-06T16:44:55.024","2023-06-06",107051,"ДТС065-РТ100.В3.310",null,"Термопреобразователь сопротивления ДТС065-РТ100.В3.310",2620,3144,"Под заказ","ДТС РТ100","9",1000,0,1,9025900008,"Производимый",24]
["2023-06-06T16:44:55.024","2023-06-06",97724,"ДТС065-РТ100.В3.600.МГ",null,"Термопреобразователь сопротивления ДТС065-РТ100.В3.600.МГ",3120,3744,"Под заказ","ДТС РТ100","9",1000,0,1,9025900008,"Производимый",24]
["2023-06-06T16:44:55.024","2023-06-06",60320,"ДТС065-РТ100.В4.180.МГ",null,"Термопреобразователь сопротивления ДТС065-РТ100.В4.180.МГ",2695,3234,"Под заказ","ДТС РТ100","9",140,0,1,9025900008,"Производимый",24]
["2023-06-06T16:44:55.024","2023-06-06",43909,"ДТС074-РТ100.А3.200/2",null,"Термопреобразователь сопротивления ДТС074-РТ100.А3.200/2",2182,2618.4,"Под заказ","ДТС РТ100","12",1,0,1,9025900008,"Производимый",24]
["2023-06-06T16:44:55.024","2023-06-06",8449,"ДТС074-РТ100.В3.100/1",null,"Термопреобразователь сопротивления ДТС074-РТ100.В3.100/1",1600,1920,"Под заказ","ДТС РТ100","12",1000,0,1,9025900008,"Производимый",24]
["2023-06-06T16:44:55.024","2023-06-06",50494,"ДТС074-РТ100.В3.250/2",null,"Термопреобразователь сопротивления ДТС074-РТ100.В3.250/2",1845,2214,"Под заказ","ДТС РТ100","12",1000,0,1,9025900008,"Производимый",24]
["2023-06-06T16:44:55.024","2023-06-06",41814,"ДТС074-РТ100.В3.320/6",null,"Термопреобразователь сопротивления ДТС074-РТ100.В3.320/6",2165,2598,"Под заказ","ДТС РТ100","12",1,0,1,9025900008,"Производимый",24]
["2023-06-06T16:44:55.024","2023-06-06",67277,"ДТС074-РТ100.В3.60/4",null,"Термопреобразователь сопротивления ДТС074-РТ100.В3.60/4",1840,2208,"Под заказ","ДТС РТ100","12",1000,0,1,9025900008,"Производимый",24]
["2023-06-06T16:44:55.024","2023-06-06",107312,"ДТС074-РТ100.В3.80/6",null,"Термопреобразователь сопротивления ДТС074-РТ100.В3.80/6",2000,2400,"Под заказ","ДТС РТ100","12",1,0,1,9025900008,"Производимый",24]
["2023-06-06T16:44:55.024","2023-06-06",115212,"ДТС075Л-РТ100.В3.120",null,"Термопреобразователь сопротивления ДТС075Л-РТ100.В3.120",2195,2634,"Под заказ","ДТС РТ100","9",1000,0,1,9025900008,"Производимый",24]
["2023-06-06T16:44:55.024","2023-06-06",71659,"ДТС075-РТ100.А3.100.МГ",null,"Термопреобразователь сопротивления ДТС075-РТ100.А3.100.МГ",3134,3760.8,"Под заказ","ДТС РТ100","9",1000,0,1,9025900008,"Производимый",24]
["2023-06-06T16:44:55.024","2023-06-06",19003,"ДТС075-РТ100.А4.80",null,"Термопреобразователь сопротивления ДТС075-РТ100.А4.80",2634,3160.8,"Под заказ","ДТС РТ100","9",1,0,1,9025900008,"Производимый",24]
["2023-06-06T16:44:55.024","2023-06-06",127587,"ДТС075-РТ100.В3.140",null,"Термопреобразователь сопротивления ДТС075-РТ100.В3.140",2195,2634,"Под заказ","ДТС РТ100","9",1000,0,1,9025900008,"Производимый",24]
["2023-06-06T16:44:55.024","2023-06-06",74351,"ДТС075-РТ100.В3.280",null,"Термопреобразователь сопротивления ДТС075-РТ100.В3.280",2620,3144,"Под заказ","ДТС РТ100","9",1000,0,1,9025900008,"Производимый",24]
["2023-06-06T16:44:55.024","2023-06-06",116074,"ДТС075-РТ100.В3.450",null,"Термопреобразователь сопротивления ДТС075-РТ100.В3.450",2620,3144,"Под заказ","ДТС РТ100","9",1000,0,1,9025900008,"Производимый",24]
["2023-06-06T16:44:55.024","2023-06-06",129722,"ДТС084-РТ100.В2.60/0,2",null,"Термопреобразователь сопротивления ДТС084-РТ100.В2.60/0,2",1520,1824,"Под заказ","ДТС РТ100","30",1000,0,1,9025900008,"Производимый",24]
["2023-06-06T16:44:55.024","2023-06-06",95607,"ДТС084-РТ100.В3.100/5",null,"Термопреобразователь сопротивления ДТС084-РТ100.В3.100/5",1920,2304,"Под заказ","ДТС РТ100","12",1000,0,1,9025900008,"Производимый",24]
["2023-06-06T16:44:55.024","2023-06-06",103894,"ДТС084-РТ100.В3.80/1",null,"Термопреобразователь сопротивления ДТС084-РТ100.В3.80/1",1600,1920,"Под заказ","ДТС РТ100","12",1000,0,1,9025900008,"Производимый",24]
["2023-06-06T16:44:55.024","2023-06-06",80287,"ДТС085-РТ100.А3.150.МГ",null,"Термопреобразователь сопротивления ДТС085-РТ100.А3.150.МГ",3134,3760.8,"Под заказ","ДТС РТ100","9",1,0,1,9025900008,"Производимый",24]
["2023-06-06T16:44:55.024","2023-06-06",129697,"ДТС085-РТ100.В3.140.МГ",null,"Термопреобразователь сопротивления ДТС085-РТ100.В3.140.МГ",2695,3234,"Под заказ","ДТС РТ100","9",272,0,1,9025900008,"Производимый",24]
["2023-06-06T16:44:55.024","2023-06-06",96990,"ДТС085-РТ100.В3.300",null,"Термопреобразователь сопротивления ДТС085-РТ100.В3.300",2620,3144,"Под заказ","ДТС РТ100","9",272,0,1,9025900008,"Производимый",24]
["2023-06-06T16:44:55.024","2023-06-06",49365,"ДТС094-РТ100.А3.100/2,5",null,"Термопреобразователь сопротивления ДТС094-РТ100.А3.100/2,5",2282,2738.4,"Под заказ","ДТС РТ100","12",1000,0,1,9025900008,"Производимый",24]
["2023-06-06T16:44:55.024","2023-06-06",42515,"ДТС094-РТ100.А3.120/4",null,"Термопреобразователь сопротивления ДТС094-РТ100.А3.120/4",2402,2882.4,"Под заказ","ДТС РТ100","12",1,0,1,9025900008,"Производимый",24]
["2023-06-06T16:44:55.024","2023-06-06",76979,"ДТС094-РТ100.А4.160/10",null,"Термопреобразователь сопротивления ДТС094-РТ100.А4.160/10",3082,3698.4,"Под заказ","ДТС РТ100","30",472,0,1,9025900008,"Производимый",24]
["2023-06-06T16:44:55.024","2023-06-06",91792,"ДТС094-РТ100.А4.60/5",null,"Термопреобразователь сопротивления ДТС094-РТ100.А4.60/5",2582,3098.4,"Под заказ","ДТС РТ100","30",939,0,1,9025900008,"Производимый",24]
["2023-06-06T16:44:55.024","2023-06-06",67906,"ДТС094-РТ100.В3.100/4",null,"Термопреобразователь сопротивления ДТС094-РТ100.В3.100/4",2055,2466,"Под заказ","ДТС РТ100","12",1000,0,1,9025900008,"Производимый",24]
["2023-06-06T16:44:55.024","2023-06-06",11589,"ДТС094-РТ100.В3.160/4",null,"Термопреобразователь сопротивления ДТС094-РТ100.В3.160/4",2055,2466,"Под заказ","ДТС РТ100","12",1000,0,1,9025900008,"Производимый",24]
["2023-06-06T16:44:55.024","2023-06-06",134793,"ДТС094-РТ100.В3.200/6",null,"Термопреобразователь сопротивления ДТС094-РТ100.В3.200/6",2340,2808,"Под заказ","ДТС РТ100","12",1000,0,1,9025900008,"Производимый",24]
["2023-06-06T16:44:55.024","2023-06-06",15110,"ДТС094-РТ100.В3.320/3",null,"Термопреобразователь сопротивления ДТС094-РТ100.В3.320/3",2100,2520,"Под заказ","ДТС РТ100","12",1000,0,1,9025900008,"Производимый",24]
["2023-06-06T16:44:55.024","2023-06-06",64995,"ДТС094-РТ100.В3.60/5,5",null,"Термопреобразователь сопротивления ДТС094-РТ100.В3.60/5,5",2175,2610,"Под заказ","ДТС РТ100","12",1000,0,1,9025900008,"Производимый",24]
["2023-06-06T16:44:55.024","2023-06-06",31342,"ДТС094-РТ100.В3.80/16",null,"Термопреобразователь сопротивления ДТС094-РТ100.В3.80/16",3015,3618,"Под заказ","ДТС РТ100","12",1,0,1,9025900008,"Производимый",24]
["2023-06-06T16:44:55.024","2023-06-06",79127,"ДТС094-РТ100.В4.160/0,2",null,"Термопреобразователь сопротивления ДТС094-РТ100.В4.160/0,2",1735,2082,"Под заказ","ДТС РТ100","30",1,0,1,9025900008,"Производимый",24]
["2023-06-06T16:44:55.024","2023-06-06",130690,"ДТС094-РТ100.С4.60/2",null,"Термопреобразователь сопротивления ДТС094-РТ100.С4.60/2",1935,2322,"Под заказ","ДТС РТ100","30",1000,0,1,9025900008,"Производимый",24]
["2023-06-06T16:44:55.024","2023-06-06",94789,"ДТС094Э-РТ100.В3.400/2",null,"Термопреобразователь сопротивления ДТС094Э-РТ100.В3.400/2",2574,3088.8,"Под заказ","ДТС РТ100","12",1000,0,1,9025900008,"Производимый",24]
["2023-06-06T16:44:55.024","2023-06-06",111975,"ДТС095Л-РТ100.В3.630",null,"Термопреобразователь сопротивления ДТС095Л-РТ100.В3.630",2620,3144,"Под заказ","ДТС РТ100","9",600,0,1,9025900008,"Производимый",24]
["2023-06-06T16:44:55.024","2023-06-06",63361,"ДТС095-РТ100.В3.200.МГ",null,"Термопреобразователь сопротивления ДТС095-РТ100.В3.200.МГ",2695,3234,"Под заказ","ДТС РТ100","9",600,0,1,9025900008,"Производимый",24]
["2023-06-06T16:44:55.024","2023-06-06",79080,"ДТС095-РТ100.В4.160",null,"Термопреобразователь сопротивления ДТС095-РТ100.В4.160",2195,2634,"Под заказ","ДТС РТ100","9",600,0,1,9025900008,"Производимый",24]
["2023-06-06T16:44:55.024","2023-06-06",50940,"ДТС095Э1-РТ100.В4.100",null,"Термопреобразователь сопротивления ДТС095Э1-РТ100.В4.100",2634,3160.8,"Под заказ","ДТС РТ100","По запросу",1,0,1,9025900008,"Производимый",24]
["2023-06-06T16:44:55.024","2023-06-06",56167,"ДТС104-РТ100.В3.100/10",null,"Термопреобразователь сопротивления ДТС104-РТ100.В3.100/10",2535,3042,"Под заказ","ДТС РТ100","12",1000,0,1,9025900008,"Производимый",24]
["2023-06-06T16:44:55.024","2023-06-06",21040,"ДТС104-РТ100.В3.160/1",null,"Термопреобразователь сопротивления ДТС104-РТ100.В3.160/1",1815,2178,"Под заказ","ДТС РТ100","12",1000,0,1,9025900008,"Производимый",24]
["2023-06-06T16:44:55.024","2023-06-06",133514,"ДТС104-РТ100.В3.500/2",null,"Термопреобразователь сопротивления ДТС104-РТ100.В3.500/2",2105,2526,"Под заказ","ДТС РТ100","12",1000,0,1,9025900008,"Производимый",24]
["2023-06-06T16:44:55.024","2023-06-06",102944,"ДТС104-РТ100.В3.600/1",null,"Термопреобразователь сопротивления ДТС104-РТ100.В3.600/1",2025,2430,"Под заказ","ДТС РТ100","12",1000,0,1,9025900008,"Производимый",24]
["2023-06-06T16:44:55.024","2023-06-06",129016,"ДТС105Л-РТ100.А3.60.G1/2",null,"Термопреобразователь сопротивления ДТС105Л-РТ100.А3.60.G1/2",3030,3636,"Под заказ","ДТС РТ100","9",1000,0,1,9025900008,"Производимый",24]
["2023-06-06T16:44:55.024","2023-06-06",59967,"ДТС105Л-РТ100.В3.120.G1/2",null,"Термопреобразователь сопротивления ДТС105Л-РТ100.В3.120.G1/2",2525,3030,"Под заказ","ДТС РТ100","9",1,0,1,9025900008,"Производимый",24]
["2023-06-06T16:44:55.024","2023-06-06",107475,"ДТС105Л-РТ100.В3.320.МГ.G1/2",null,"Термопреобразователь сопротивления ДТС105Л-РТ100.В3.320.МГ.G1/2",3513,4215.6000000000004,"Под заказ","ДТС РТ100","9",342,0,1,9025900008,"Производимый",24]
["2023-06-06T16:44:55.024","2023-06-06",97226,"ДТС105Л-РТ100.В3.70.МГ",null,"Термопреобразователь сопротивления ДТС105Л-РТ100.В3.70.МГ",2695,3234,"Под заказ","ДТС РТ100","9",1,0,1,9025900008,"Производимый",24]
["2023-06-06T16:44:55.024","2023-06-06",9937,"ДТС105-РТ100.А3.1000",null,"Термопреобразователь сопротивления ДТС105-РТ100.А3.1000",4404,5284.8,"Под заказ","ДТС РТ100","9",1000,0,1,9025900008,"Производимый",24]
["2023-06-06T16:44:55.024","2023-06-06",47099,"ДТС105-РТ100.А4.120",null,"Термопреобразователь сопротивления ДТС105-РТ100.А4.120",2634,3160.8,"Под заказ","ДТС РТ100","9",1000,0,1,9025900008,"Производимый",24]
["2023-06-06T16:44:55.024","2023-06-06",126984,"ДТС105-РТ100.В2.160.G3/4",null,"Термопреобразователь сопротивления ДТС105-РТ100.В2.160.G3/4",2525,3030,"Под заказ","ДТС РТ100","9",1,0,1,9025900008,"Производимый",24]
["2023-06-06T16:44:55.024","2023-06-06",44846,"ДТС105-РТ100.В2.80.МГ",null,"Термопреобразователь сопротивления ДТС105-РТ100.В2.80.МГ",2695,3234,"Под заказ","ДТС РТ100","9",800,0,1,9025900008,"Производимый",24]
["2023-06-06T16:44:55.024","2023-06-06",52944,"ДТС105-РТ100.В3.180.МГ",null,"Термопреобразователь сопротивления ДТС105-РТ100.В3.180.МГ",2695,3234,"Под заказ","ДТС РТ100","9",1000,0,1,9025900008,"Производимый",24]
["2023-06-06T16:44:55.024","2023-06-06",110644,"ДТС105-РТ100.В3.260",null,"Термопреобразователь сопротивления ДТС105-РТ100.В3.260",2620,3144,"Под заказ","ДТС РТ100","9",1000,0,1,9025900008,"Производимый",24]
["2023-06-06T16:44:55.024","2023-06-06",104052,"ДТС105-РТ100.В3.500.R1/2",null,"Термопреобразователь сопротивления ДТС105-РТ100.В3.500.R1/2",3013,3615.6,"Под заказ","ДТС РТ100","9",1000,0,1,9025900008,"Производимый",24]
["2023-06-06T16:44:55.024","2023-06-06",61900,"ДТС105-РТ100.В4.160",null,"Термопреобразователь сопротивления ДТС105-РТ100.В4.160",2195,2634,"Под заказ","ДТС РТ100","9",1000,0,1,9025900008,"Производимый",24]
["2023-06-06T16:44:55.024","2023-06-06",118170,"ДТС105-РТ100.В4.80.М16Х1,5",null,"Термопреобразователь сопротивления ДТС105-РТ100.В4.80.М16Х1,5",2525,3030,"Под заказ","ДТС РТ100","9",1000,0,1,9025900008,"Производимый",24]
["2023-06-06T16:44:55.024","2023-06-06",11242,"ДТС105-РТ100.С3.500",null,"Термопреобразователь сопротивления ДТС105-РТ100.С3.500",2620,3144,"Под заказ","ДТС РТ100","9",1000,0,1,9025900008,"Производимый",24]
["2023-06-06T16:44:55.024","2023-06-06",83824,"ДТС114-РТ100.В3.100/0,2",null,"Термопреобразователь сопротивления ДТС114-РТ100.В3.100/0,2",1735,2082,"Под заказ","ДТС РТ100","12",1000,0,1,9025900008,"Производимый",24]
["2023-06-06T16:44:55.024","2023-06-06",8796,"ДТС114-РТ100.В3.200/0,2",null,"Термопреобразователь сопротивления ДТС114-РТ100.В3.200/0,2",1860,2232,"Под заказ","ДТС РТ100","12",1,0,1,9025900008,"Производимый",24]
["2023-06-06T16:44:55.024","2023-06-06",107507,"ДТС114-РТ100.В3.320/1,5",null,"Термопреобразователь сопротивления ДТС114-РТ100.В3.320/1,5",1980,2376,"Под заказ","ДТС РТ100","12",1000,0,1,9025900008,"Производимый",24]
["2023-06-06T16:44:55.024","2023-06-06",17248,"ДТС124-РТ100.А3.100/1",null,"Термопреобразователь сопротивления ДТС124-РТ100.А3.100/1",1904,2284.8000000000002,"Под заказ","ДТС РТ100","12",1,0,1,9025900008,"Производимый",24]
["2023-06-06T16:44:55.024","2023-06-06",46247,"ДТС124-РТ100.В3.120/4",null,"Термопреобразователь сопротивления ДТС124-РТ100.В3.120/4",1840,2208,"Под заказ","ДТС РТ100","12",1,0,1,9025900008,"Производимый",24]
["2023-06-06T16:44:55.024","2023-06-06",107632,"ДТС124-РТ100.В3.200/3",null,"Термопреобразователь сопротивления ДТС124-РТ100.В3.200/3",1925,2310,"Под заказ","ДТС РТ100","12",300,0,1,9025900008,"Производимый",24]
["2023-06-06T16:44:55.024","2023-06-06",71696,"ДТС124-РТ100.В3.80/0,5",null,"Термопреобразователь сопротивления ДТС124-РТ100.В3.80/0,5",1560,1872,"Под заказ","ДТС РТ100","12",300,0,1,9025900008,"Производимый",24]
["2023-06-06T16:44:55.024","2023-06-06",54975,"ДТС125Л-РТ100.В4.80",null,"Термопреобразователь сопротивления ДТС125Л-РТ100.В4.80",1600,1920,"Под заказ","ДТС РТ100","4",1000,0,1,9025900008,"Производимый",24]
["2023-06-06T16:44:55.024","2023-06-06",135166,"ДТС134-РТ100.В3.160/2",null,"Термопреобразователь сопротивления ДТС134-РТ100.В3.160/2",1680,2016,"Под заказ","ДТС РТ100","12",600,0,1,9025900008,"Производимый",24]
["2023-06-06T16:44:55.024","2023-06-06",36774,"ДТС134-РТ100.В3.80/1",null,"Термопреобразователь сопротивления ДТС134-РТ100.В3.80/1",1600,1920,"Под заказ","ДТС РТ100","12",1,0,1,9025900008,"Производимый",24]
["2023-06-06T16:44:55.024","2023-06-06",31550,"ДТС134-РТ100.В4.250/0,5",null,"Термопреобразователь сопротивления ДТС134-РТ100.В4.250/0,5",1735,2082,"Под заказ","ДТС РТ100","12",1,0,1,9025900008,"Производимый",24]
["2023-06-06T16:44:55.024","2023-06-06",108152,"ДТС144-РТ100.В3.400/8",null,"Термопреобразователь сопротивления ДТС144-РТ100.В3.400/8",2495,2994,"Под заказ","ДТС РТ100","12",600,0,1,9025900008,"Производимый",24]
["2023-06-06T16:44:55.024","2023-06-06",65460,"ДТС145Л-РТ100.В2.400",null,"Термопреобразователь сопротивления ДТС145Л-РТ100.В2.400",2620,3144,"Под заказ","ДТС РТ100","9",1,0,1,9025900008,"Производимый",24]
["2023-06-06T16:44:55.024","2023-06-06",91119,"ДТС145Л-РТ100.В3.120.G1/2",null,"Термопреобразователь сопротивления ДТС145Л-РТ100.В3.120.G1/2",2525,3030,"Под заказ","ДТС РТ100","9",1000,0,1,9025900008,"Производимый",24]
["2023-06-06T16:44:55.024","2023-06-06",107214,"ДТС145Л-РТ100.В3.60.МГ.G1/2",null,"Термопреобразователь сопротивления ДТС145Л-РТ100.В3.60.МГ.G1/2",3025,3630,"Под заказ","ДТС РТ100","9",697,0,1,9025900008,"Производимый",24]
["2023-06-06T16:44:55.024","2023-06-06",11338,"ДТС145-РТ100.А3.250",null,"Термопреобразователь сопротивления ДТС145-РТ100.А3.250",2634,3160.8,"Под заказ","ДТС РТ100","9",1000,0,1,9025900008,"Производимый",24]
["2023-06-06T16:44:55.024","2023-06-06",61907,"ДТС145-РТ100.А3.60.МГ.G1/2",null,"Термопреобразователь сопротивления ДТС145-РТ100.А3.60.МГ.G1/2",3530,4236,"Под заказ","ДТС РТ100","9",1,0,1,9025900008,"Производимый",24]
["2023-06-06T16:44:55.024","2023-06-06",30317,"ДТС145-РТ100.В2.80",null,"Термопреобразователь сопротивления ДТС145-РТ100.В2.80",2195,2634,"Под заказ","ДТС РТ100","9",556,0,1,9025900008,"Производимый",24]
["2023-06-06T16:44:55.024","2023-06-06",108003,"ДТС145-РТ100.В3.150.МГ.G1/2",null,"Термопреобразователь сопротивления ДТС145-РТ100.В3.150.МГ.G1/2",3025,3630,"Под заказ","ДТС РТ100","9",1000,0,1,9025900008,"Производимый",24]
["2023-06-06T16:44:55.024","2023-06-06",56735,"ДТС145-РТ100.В3.400.G1/2",null,"Термопреобразователь сопротивления ДТС145-РТ100.В3.400.G1/2",3013,3615.6,"Под заказ","ДТС РТ100","9",1000,0,1,9025900008,"Производимый",24]
["2023-06-06T16:44:55.024","2023-06-06",15838,"ДТС145-РТ100.В3.630",null,"Термопреобразователь сопротивления ДТС145-РТ100.В3.630",2620,3144,"Под заказ","ДТС РТ100","9",819,0,1,9025900008,"Производимый",24]
["2023-06-06T16:44:55.024","2023-06-06",107494,"ДТС145-РТ100.В4.85",null,"Термопреобразователь сопротивления ДТС145-РТ100.В4.85",2195,2634,"Под заказ","ДТС РТ100","9",1,0,1,9025900008,"Производимый",24]
["2023-06-06T16:44:55.024","2023-06-06",90221,"ДТС164-РТ100.А3.160/4",null,"Термопреобразователь сопротивления ДТС164-РТ100.А3.160/4",3838,4605.6000000000004,"Под заказ","ДТС РТ100","12",188,0,1,9025900008,"Производимый",24]
["2023-06-06T16:44:55.024","2023-06-06",80460,"ДТС164-РТ100.В3.120/10",null,"Термопреобразователь сопротивления ДТС164-РТ100.В3.120/10",4865,5838,"Под заказ","ДТС РТ100","12",249,0,1,9025900008,"Производимый",24]
["2023-06-06T16:44:55.024","2023-06-06",74033,"ДТС164-РТ100.В3.160/10",null,"Термопреобразователь сопротивления ДТС164-РТ100.В3.160/10",4865,5838,"Под заказ","ДТС РТ100","12",188,0,1,9025900008,"Производимый",24]
["2023-06-06T16:44:55.024","2023-06-06",77764,"ДТС164-РТ100.В3.250/1",null,"Термопреобразователь сопротивления ДТС164-РТ100.В3.250/1",3290,3948,"Под заказ","ДТС РТ100","12",1,0,1,9025900008,"Производимый",24]
["2023-06-06T16:44:55.024","2023-06-06",51065,"ДТС164-РТ100.В3.60/2",null,"Термопреобразователь сопротивления ДТС164-РТ100.В3.60/2",2865,3438,"Под заказ","ДТС РТ100","12",486,0,1,9025900008,"Производимый",24]
["2023-06-06T16:44:55.024","2023-06-06",61260,"ДТС164-РТ100.В4.160/1",null,"Термопреобразователь сопротивления ДТС164-РТ100.В4.160/1",2685,3222,"Под заказ","ДТС РТ100","12",1,0,1,9025900008,"Производимый",24]
["2023-06-06T16:44:55.024","2023-06-06",30513,"ДТС174-РТ100.В3.100/15",null,"Термопреобразователь сопротивления ДТС174-РТ100.В3.100/15",6035,7242,"Под заказ","ДТС РТ100","12",1,0,1,9025900008,"Производимый",24]
["2023-06-06T16:44:55.024","2023-06-06",9149,"ДТС174-РТ100.В3.140/2",null,"Термопреобразователь сопротивления ДТС174-РТ100.В3.140/2",2785,3342,"Под заказ","ДТС РТ100","12",1,0,1,9025900008,"Производимый",24]
["2023-06-06T16:44:55.024","2023-06-06",55094,"ДТС174-РТ100.В3.320/5",null,"Термопреобразователь сопротивления ДТС174-РТ100.В3.320/5",3615,4338,"Под заказ","ДТС РТ100","12",300,0,1,9025900008,"Производимый",24]
["2023-06-06T16:44:55.024","2023-06-06",20465,"ДТС184-РТ100.А3.100/4",null,"Термопреобразователь сопротивления ДТС184-РТ100.А3.100/4",3742,4490.3999999999996,"Под заказ","ДТС РТ100","12",1,0,1,9025900008,"Производимый",24]
["2023-06-06T16:44:55.024","2023-06-06",30789,"ДТС184-РТ100.В3.100/3",null,"Термопреобразователь сопротивления ДТС184-РТ100.В3.100/3",3035,3642,"Под заказ","ДТС РТ100","12",1,0,1,9025900008,"Производимый",24]
["2023-06-06T16:44:55.024","2023-06-06",117242,"ДТС184-РТ100.В4.160/10",null,"Термопреобразователь сопротивления ДТС184-РТ100.В4.160/10",5485,6582,"Под заказ","ДТС РТ100","12",1,0,1,9025900008,"Производимый",24]
["2023-06-06T16:44:55.024","2023-06-06",43928,"ДТС194-РТ100.А3.100/1",null,"Термопреобразователь сопротивления ДТС194-РТ100.А3.100/1",1904,2284.8000000000002,"Под заказ","ДТС РТ100","12",1000,0,1,9025900008,"Производимый",24]
["2023-06-06T16:44:55.024","2023-06-06",132010,"ДТС194-РТ100.А4.100/3,5.G1/2",null,"Термопреобразователь сопротивления ДТС194-РТ100.А4.100/3,5.G1/2",2448,2937.6,"Под заказ","ДТС РТ100","12",1,0,1,9025900008,"Производимый",24]
["2023-06-06T16:44:55.024","2023-06-06",61425,"ДТС194-РТ100.В3.120/1,8",null,"Термопреобразователь сопротивления ДТС194-РТ100.В3.120/1,8",1664,1996.8,"Под заказ","ДТС РТ100","12",1,0,1,9025900008,"Производимый",24]
["2023-06-06T16:44:55.024","2023-06-06",64585,"ДТС194-РТ100.В3.200/10",null,"Термопреобразователь сопротивления ДТС194-РТ100.В3.200/10",2485,2982,"Под заказ","ДТС РТ100","12",1,0,1,9025900008,"Производимый",24]
["2023-06-06T16:44:55.024","2023-06-06",76797,"ДТС194-РТ100.В3.60/0,6.G1/2",null,"Термопреобразователь сопротивления ДТС194-РТ100.В3.60/0,6.G1/2",1796,2155.1999999999998,"Под заказ","ДТС РТ100","12",1,0,1,9025900008,"Производимый",24]
["2023-06-06T16:44:55.024","2023-06-06",92430,"ДТС194-РТ100.В3.80/5",null,"Термопреобразователь сопротивления ДТС194-РТ100.В3.80/5",1920,2304,"Под заказ","ДТС РТ100","12",1000,0,1,9025900008,"Производимый",24]
["2023-06-06T16:44:55.024","2023-06-06",58756,"ДТС194-РТ100.С3.80/6",null,"Термопреобразователь сопротивления ДТС194-РТ100.С3.80/6",2000,2400,"Под заказ","ДТС РТ100","12",1,0,1,9025900008,"Производимый",24]
["2023-06-06T16:44:55.024","2023-06-06",42884,"ДТС204-РТ100.В3.40/8",null,"Термопреобразователь сопротивления ДТС204-РТ100.В3.40/8",2160,2592,"Под заказ","ДТС РТ100","12",1,0,1,9025900008,"Производимый",24]
["2023-06-06T16:44:55.024","2023-06-06",44351,"ДТС204-РТ100.В4.40/2",null,"Термопреобразователь сопротивления ДТС204-РТ100.В4.40/2",1720,2064,"Под заказ","ДТС РТ100","По запросу",1,0,1,9025900008,"Производимый",24]
["2023-06-06T16:44:55.024","2023-06-06",133022,"ДТС205-РТ100.А3.60.CL40",null,"Термопреобразователь сопротивления ДТС205-РТ100.А3.60.CL40",3900,4680,"Под заказ","ДТС РТ100","4",37,0,1,9025900008,"Производимый",24]
["2023-06-06T16:44:55.024","2023-06-06",65426,"ДТС214-РТ100.А3.160/2",null,"Термопреобразователь сопротивления ДТС214-РТ100.А3.160/2",1680,2016,"Под заказ","ДТС РТ100","12",1000,0,1,9025900008,"Производимый",24]
["2023-06-06T16:44:55.024","2023-06-06",96373,"ДТС214-РТ100.А4.50/1,6",null,"Термопреобразователь сопротивления ДТС214-РТ100.А4.50/1,6",1680,2016,"Под заказ","ДТС РТ100","30",1000,0,1,9025900008,"Производимый",24]
["2023-06-06T16:44:55.024","2023-06-06",63262,"ДТС214-РТ100.В3.100/0,2",null,"Термопреобразователь сопротивления ДТС214-РТ100.В3.100/0,2",1267,1520.4,"Под заказ","ДТС РТ100","12",1000,0,1,9025900008,"Производимый",24]
["2023-06-06T16:44:55.024","2023-06-06",63057,"ДТС214-РТ100.В3.100/5",null,"Термопреобразователь сопротивления ДТС214-РТ100.В3.100/5",1667,2000.4,"Под заказ","ДТС РТ100","12",1000,0,1,9025900008,"Производимый",24]
["2023-06-06T16:44:55.024","2023-06-06",115004,"ДТС214-РТ100.В3.30/6",null,"Термопреобразователь сопротивления ДТС214-РТ100.В3.30/6",1747,2096.4,"Под заказ","ДТС РТ100","12",1000,0,1,9025900008,"Производимый",24]
["2023-06-06T16:44:55.024","2023-06-06",96963,"ДТС214-РТ100.В3.40/10",null,"Термопреобразователь сопротивления ДТС214-РТ100.В3.40/10",2067,2480.4,"Под заказ","ДТС РТ100","12",1000,0,1,9025900008,"Производимый",24]
["2023-06-06T16:44:55.024","2023-06-06",134646,"ДТС214-РТ100.В3.500/5,5",null,"Термопреобразователь сопротивления ДТС214-РТ100.В3.500/5,5",2190,2628,"Под заказ","ДТС РТ100","12",1,0,1,9025900008,"Производимый",24]
["2023-06-06T16:44:55.024","2023-06-06",114568,"ДТС214-РТ100.В3.60/13",null,"Термопреобразователь сопротивления ДТС214-РТ100.В3.60/13",2307,2768.4,"Под заказ","ДТС РТ100","12",1000,0,1,9025900008,"Производимый",24]
["2023-06-06T16:44:55.024","2023-06-06",64021,"ДТС214-РТ100.В4.30/20",null,"Термопреобразователь сопротивления ДТС214-РТ100.В4.30/20",3267,3920.4,"Под заказ","ДТС РТ100","30",241,0,1,9025900008,"Производимый",24]
["2023-06-06T16:44:55.024","2023-06-06",125302,"ДТС214-РТ100.С3.30/2",null,"Термопреобразователь сопротивления ДТС214-РТ100.С3.30/2",1427,1712.4,"Под заказ","ДТС РТ100","12",1000,0,1,9025900008,"Производимый",24]
["2023-06-06T16:44:55.024","2023-06-06",20466,"ДТС224-РТ100.А3.43/4",null,"Термопреобразователь сопротивления ДТС224-РТ100.А3.43/4",2954,3544.8,"Под заказ","ДТС РТ100","12",1000,0,1,9025900008,"Производимый",24]
["2023-06-06T16:44:55.024","2023-06-06",105910,"ДТС224-РТ100.В3.40/0,2",null,"Термопреобразователь сопротивления ДТС224-РТ100.В3.40/0,2",2195,2634,"Под заказ","ДТС РТ100","12",1000,0,1,9025900008,"Производимый",24]
["2023-06-06T16:44:55.024","2023-06-06",55034,"ДТС224-РТ100.В3.43/8",null,"Термопреобразователь сопротивления ДТС224-РТ100.В3.43/8",2835,3402,"Под заказ","ДТС РТ100","12",1000,0,1,9025900008,"Производимый",24]
["2023-06-06T16:44:55.024","2023-06-06",10771,"ДТС224-РТ100.В4.43/3",null,"Термопреобразователь сопротивления ДТС224-РТ100.В4.43/3",2495,2994,"Под заказ","ДТС РТ100","30",1000,0,1,9025900008,"Производимый",24]
["2023-06-06T16:44:55.024","2023-06-06",133776,"ДТС294-РТ100.А3.60/5",null,"Термопреобразователь сопротивления ДТС294-РТ100.А3.60/5",4088,4905.6000000000004,"Под заказ","ДТС РТ100","6",41,0,1,9025900008,"Производимый",24]
["2023-06-06T16:44:55.024","2023-06-06",86591,"ДТС294-РТ100.В3.100/4",null,"Термопреобразователь сопротивления ДТС294-РТ100.В3.100/4",3365,4038,"Под заказ","ДТС РТ100","6",41,0,1,9025900008,"Производимый",24]
["2023-06-06T16:44:55.024","2023-06-06",115943,"ДТС294-РТ100.В3.60/10",null,"Термопреобразователь сопротивления ДТС294-РТ100.В3.60/10",4865,5838,"Под заказ","ДТС РТ100","6",41,0,1,9025900008,"Производимый",24]
["2023-06-06T16:44:55.024","2023-06-06",57567,"ДТС314-РТ100.А3.40/3",null,"Термопреобразователь сопротивления ДТС314-РТ100.А3.40/3",2270,2724,"Под заказ","ДТС РТ100","12",1000,0,1,9025900008,"Производимый",24]
["2023-06-06T16:44:55.024","2023-06-06",94980,"ДТС314-РТ100.В2.80/0,2",null,"Термопреобразователь сопротивления ДТС314-РТ100.В2.80/0,2",1267,1520.4,"Под заказ","ДТС РТ100","12",1000,0,1,9025900008,"Производимый",24]
["2023-06-06T16:44:55.024","2023-06-06",95720,"ДТС314-РТ100.В3.120/0,5",null,"Термопреобразователь сопротивления ДТС314-РТ100.В3.120/0,5",1392,1670.4,"Под заказ","ДТС РТ100","12",1000,0,1,9025900008,"Производимый",24]
["2023-06-06T16:44:55.024","2023-06-06",131355,"ДТС314-РТ100.В3.200/0,2",null,"Термопреобразователь сопротивления ДТС314-РТ100.В3.200/0,2",1520,1824,"Под заказ","ДТС РТ100","12",1,0,1,9025900008,"Производимый",24]
["2023-06-06T16:44:55.024","2023-06-06",76655,"ДТС314-РТ100.В3.50/7",null,"Термопреобразователь сопротивления ДТС314-РТ100.В3.50/7",3017,3620.4,"Под заказ","ДТС РТ100","12",726,0,1,9025900008,"Производимый",24]
["2023-06-06T16:44:55.024","2023-06-06",62568,"ДТС314-РТ100.В3.80/0,2",null,"Термопреобразователь сопротивления ДТС314-РТ100.В3.80/0,2",1267,1520.4,"Под заказ","ДТС РТ100","12",1000,0,1,9025900008,"Производимый",24]
["2023-06-06T16:44:55.024","2023-06-06",82037,"ДТС314-РТ100.В4.100/5",null,"Термопреобразователь сопротивления ДТС314-РТ100.В4.100/5",2867,3440.4,"Под заказ","ДТС РТ100","12",265,0,1,9025900008,"Производимый",24]
["2023-06-06T16:44:55.024","2023-06-06",110166,"ДТС324-РТ100.А4.41/7",null,"Термопреобразователь сопротивления ДТС324-РТ100.А4.41/7",3334,4000.8,"Под заказ","ДТС РТ100","30",679,0,1,9025900008,"Производимый",24]
["2023-06-06T16:44:55.024","2023-06-06",133207,"ДТС324-РТ100.В3.41/5,5",null,"Термопреобразователь сопротивления ДТС324-РТ100.В3.41/5,5",2635,3162,"Под заказ","ДТС РТ100","12",1000,0,1,9025900008,"Производимый",24]
["2023-06-06T16:44:55.024","2023-06-06",66753,"ДТС324-РТ100.В4.41/3",null,"Термопреобразователь сопротивления ДТС324-РТ100.В4.41/3",2495,2994,"Под заказ","ДТС РТ100","30",1000,0,1,9025900008,"Производимый",24]
["2023-06-06T16:44:55.024","2023-06-06",90020,"ДТС335Л-РТ100.В3.160.МГ",null,"Термопреобразователь сопротивления ДТС335Л-РТ100.В3.160.МГ",2695,3234,"Под заказ","ДТС РТ100","9",342,0,1,9025900008,"Производимый",24]
["2023-06-06T16:44:55.024","2023-06-06",94490,"ДТС335-РТ100.А3.60.МГ",null,"Термопреобразователь сопротивления ДТС335-РТ100.А3.60.МГ",3134,3760.8,"Под заказ","ДТС РТ100","9",1000,0,1,9025900008,"Производимый",24]
["2023-06-06T16:44:55.024","2023-06-06",134640,"ДТС335-РТ100.В2.120.МГ",null,"Термопреобразователь сопротивления ДТС335-РТ100.В2.120.МГ",2695,3234,"Под заказ","ДТС РТ100","9",625,0,1,9025900008,"Производимый",24]
["2023-06-06T16:44:55.024","2023-06-06",94619,"ДТС335-РТ100.В3.1000.МГ",null,"Термопреобразователь сопротивления ДТС335-РТ100.В3.1000.МГ",4170,5004,"Под заказ","ДТС РТ100","9",1,0,1,9025900008,"Производимый",24]
["2023-06-06T16:44:55.024","2023-06-06",86830,"ДТС335-РТ100.В3.800",null,"Термопреобразователь сопротивления ДТС335-РТ100.В3.800",2620,3144,"Под заказ","ДТС РТ100","9",1000,0,1,9025900008,"Производимый",24]
["2023-06-06T16:44:55.024","2023-06-06",110047,"ДТС405Л-РТ100.В2.200",null,"Термопреобразователь сопротивления ДТС405Л-РТ100.В2.200",2600,3120,"Под заказ","ДТС РТ100","12",180,0,1,9025900008,"Производимый",24]
["2023-06-06T16:44:55.024","2023-06-06",133202,"ДТС405-РТ100.В2.250.МГ",null,"Термопреобразователь сопротивления ДТС405-РТ100.В2.250.МГ",3100,3720,"Под заказ","ДТС РТ100","12",488,0,1,9025900008,"Производимый",24]
["2023-06-06T16:44:55.024","2023-06-06",97479,"ДТС414-РТ100.А3.50/1,5",null,"Термопреобразователь сопротивления ДТС414-РТ100.А3.50/1,5",1895,2274,"Под заказ","ДТС РТ100","12",1000,0,1,9025900008,"Производимый",24]
["2023-06-06T16:44:55.024","2023-06-06",111089,"ДТС414-РТ100.А4.60/0,2",null,"Термопреобразователь сопротивления ДТС414-РТ100.А4.60/0,2",1520,1824,"Под заказ","ДТС РТ100","12",1000,0,1,9025900008,"Производимый",24]
["2023-06-06T16:44:55.024","2023-06-06",82000,"ДТС414-РТ100.В2.50/0,2",null,"Термопреобразователь сопротивления ДТС414-РТ100.В2.50/0,2",1267,1520.4,"Под заказ","ДТС РТ100","12",1000,0,1,9025900008,"Производимый",24]
["2023-06-06T16:44:55.024","2023-06-06",86281,"ДТС414-РТ100.В3.160/20",null,"Термопреобразователь сопротивления ДТС414-РТ100.В3.160/20",6267,7520.4,"Под заказ","ДТС РТ100","12",256,0,1,9025900008,"Производимый",24]
["2023-06-06T16:44:55.024","2023-06-06",69821,"ДТС414-РТ100.В3.40/6",null,"Термопреобразователь сопротивления ДТС414-РТ100.В3.40/6",2767,3320.4,"Под заказ","ДТС РТ100","12",846,0,1,9025900008,"Производимый",24]
["2023-06-06T16:44:55.024","2023-06-06",104616,"ДТС414-РТ100.В3.80/0,2",null,"Термопреобразователь сопротивления ДТС414-РТ100.В3.80/0,2",1267,1520.4,"Под заказ","ДТС РТ100","12",1000,0,1,9025900008,"Производимый",24]
["2023-06-06T16:44:55.024","2023-06-06",101018,"ДТС414-РТ100.В4.40/1,5",null,"Термопреобразователь сопротивления ДТС414-РТ100.В4.40/1,5",1747,2096.4,"Под заказ","ДТС РТ100","12",886,0,1,9025900008,"Производимый",24]
["2023-06-06T16:44:55.024","2023-06-06",133793,"ДТС505Л-РТ100.А3.160",null,"Термопреобразователь сопротивления ДТС505Л-РТ100.А3.160",2634,3160.8,"Под заказ","ДТС РТ100","9",1000,0,1,9025900008,"Производимый",24]
["2023-06-06T16:44:55.024","2023-06-06",121078,"ДТС505Л-РТ100.В3.250.МГ.G1/2",null,"Термопреобразователь сопротивления ДТС505Л-РТ100.В3.250.МГ.G1/2",3025,3630,"Под заказ","ДТС РТ100","9",342,0,1,9025900008,"Производимый",24]
["2023-06-06T16:44:55.024","2023-06-06",116882,"ДТС505Л-РТ100.В4.100",null,"Термопреобразователь сопротивления ДТС505Л-РТ100.В4.100",2195,2634,"Под заказ","ДТС РТ100","9",1000,0,1,9025900008,"Производимый",24]
["2023-06-06T16:44:55.024","2023-06-06",118262,"ДТС505-РТ100.А3.80.МГ",null,"Термопреобразователь сопротивления ДТС505-РТ100.А3.80.МГ",3134,3760.8,"Под заказ","ДТС РТ100","9",1000,0,1,9025900008,"Производимый",24]
["2023-06-06T16:44:55.024","2023-06-06",135546,"ДТС515Л-РТ100.В3.120.МГ",null,"Термопреобразователь сопротивления ДТС515Л-РТ100.В3.120.МГ",2575,3090,"Под заказ","ДТС РТ100","9",1,0,1,9025900008,"Производимый",24]
["2023-06-06T16:44:55.024","2023-06-06",121617,"ДТС515Л-РТ100.В4.320",null,"Термопреобразователь сопротивления ДТС515Л-РТ100.В4.320",2320,2784,"Под заказ","ДТС РТ100","9",1000,0,1,9025900008,"Производимый",24]
["2023-06-06T16:44:55.024","2023-06-06",125481,"ДТС515-РТ100.В3.1000.МГ",null,"Термопреобразователь сопротивления ДТС515-РТ100.В3.1000.МГ",3835,4602,"Под заказ","ДТС РТ100","9",1,0,1,9025900008,"Производимый",24]
["2023-06-06T16:44:55.024","2023-06-06",136338,"ДТС654-РТ100.В3.100/3",null,"Термопреобразователь сопротивления ДТС654-РТ100.В3.100/3",1507,1808.4,"Под заказ","ДТС РТ100","12",913,0,1,9025900008,"Производимый",24]
["2023-06-06T16:44:55.024","2023-06-06",131033,"2ДТС035Л-РТ100.В3.200.ЕХI-Т1",null,"Термопреобразователь сопротивления 2ДТС035Л-РТ100.В3.200.ЕХI-Т1",6670,8004,"Под заказ","ДТС Exi","9",146,0,1,9025192000,"Производимый",24]
["2023-06-06T16:44:55.024","2023-06-06",131215,"2ДТС045Л-РТ100.А3.100.ЕХI-Т3",null,"Термопреобразователь сопротивления 2ДТС045Л-РТ100.А3.100.ЕХI-Т3",8004,9604.7999999999993,"Под заказ","ДТС Exi","9",146,0,1,9025192000,"Производимый",24]
["2023-06-06T16:44:55.024","2023-06-06",101379,"2ДТС064-РТ100.В3.120/0,2.ЕХI-Т3",null,"Термопреобразователь сопротивления 2ДТС064-РТ100.В3.120/0,2.ЕХI-Т3",4050,4860,"Под заказ","ДТС Exi","12",1000,0,1,9025192000,"Производимый",24]
["2023-06-06T16:44:55.024","2023-06-06",99168,"ДТС014-100М.В3.25/2,5.ЕХI-Т4",null,"Термопреобразователь сопротивления ДТС014-100М.В3.25/2,5.ЕХI-Т4",2200,2640,"Под заказ","ДТС Exi","12",1,0,1,9025900008,"Производимый",0]
["2023-06-06T16:44:55.024","2023-06-06",99038,"ДТС014-50М.В3.25/10.ЕХI-Т3",null,"Термопреобразователь сопротивления ДТС014-50М.В3.25/10.ЕХI-Т3",2120,2544,"Под заказ","ДТС Exi","12",1,0,1,9025900008,"Производимый",0]
["2023-06-06T16:44:55.024","2023-06-06",99010,"ДТС014-50М.В3.25/20.ЕХI-Т3",null,"Термопреобразователь сопротивления ДТС014-50М.В3.25/20.ЕХI-Т3",2920,3504,"Под заказ","ДТС Exi","12",1,0,1,9025900008,"Производимый",0]
["2023-06-06T16:44:55.024","2023-06-06",103596,"ДТС014-РТ100.А4.25/3.ЕХI-Т3",null,"Термопреобразователь сопротивления ДТС014-РТ100.А4.25/3.ЕХI-Т3",3340,4008,"Под заказ","ДТС Exi","30",1000,0,1,9025900008,"Производимый",24]
["2023-06-06T16:44:55.024","2023-06-06",98832,"ДТС014-РТ100.В3.25/1.ЕХI-Т5",null,"Термопреобразователь сопротивления ДТС014-РТ100.В3.25/1.ЕХI-Т5",2614,3136.8,"Под заказ","ДТС Exi","12",1000,0,1,9025900008,"Производимый",0]
["2023-06-06T16:44:55.024","2023-06-06",98780,"ДТС014-РТ100.В3.25/7.ЕХI-Т3",null,"Термопреобразователь сопротивления ДТС014-РТ100.В3.25/7.ЕХI-Т3",3094,3712.8,"Под заказ","ДТС Exi","12",1000,0,1,9025900008,"Производимый",0]
["2023-06-06T16:44:55.024","2023-06-06",108492,"ДТС014-РТ100.В4.25/1,6.ЕХI-Т3",null,"Термопреобразователь сопротивления ДТС014-РТ100.В4.25/1,6.ЕХI-Т3",2694,3232.8,"Под заказ","ДТС Exi","30",1000,0,1,9025900008,"Производимый",24]
["2023-06-06T16:44:55.024","2023-06-06",119045,"ДТС015-100М.В3.400.ЕХI-Т4",null,"Термопреобразователь сопротивления ДТС015-100М.В3.400.ЕХI-Т4",2200,2640,"Под заказ","ДТС Exi","9",1000,0,1,9025900008,"Производимый",24]
["2023-06-06T16:44:55.024","2023-06-06",98129,"ДТС015-50М.В3.2000.ЕХI-Т6",null,"Термопреобразователь сопротивления ДТС015-50М.В3.2000.ЕХI-Т6",2900,3480,"Под заказ","ДТС Exi","9",749,0,1,9025900008,"Производимый",24]
["2023-06-06T16:44:55.024","2023-06-06",86889,"ДТС015-50М.В4.100.ЕХI-Т2",null,"Термопреобразователь сопротивления ДТС015-50М.В4.100.ЕХI-Т2",1600,1920,"Под заказ","ДТС Exi","9",1000,0,1,9025900008,"Производимый",24]
["2023-06-06T16:44:55.024","2023-06-06",130891,"ДТС015-РТ100.А3.60.МГ.ЕХI-Т4",null,"Термопреобразователь сопротивления ДТС015-РТ100.А3.60.МГ.ЕХI-Т4",5480,6576,"Под заказ","ДТС Exi","9",1000,0,1,9025900008,"Производимый",24]
["2023-06-06T16:44:55.024","2023-06-06",97082,"ДТС015-РТ100.В3.500.МГ.ЕХI-Т2",null,"Термопреобразователь сопротивления ДТС015-РТ100.В3.500.МГ.ЕХI-Т2",5140,6168,"Под заказ","ДТС Exi","9",1000,0,1,9025900008,"Производимый",24]
["2023-06-06T16:44:55.024","2023-06-06",106434,"ДТС015-РТ1000.В3.160.ЕХI-Т6",null,"Термопреобразователь сопротивления ДТС015-РТ1000.В3.160.ЕХI-Т6",4150,4980,"Под заказ","ДТС Exi","9",1,0,1,9025900008,"Производимый",24]
["2023-06-06T16:44:55.024","2023-06-06",87645,"ДТС024-100М.В3.30/3.ЕХI-Т4",null,"Термопреобразователь сопротивления ДТС024-100М.В3.30/3.ЕХI-Т4",2240,2688,"Под заказ","ДТС Exi","12",1,0,1,9025900008,"Производимый",24]
["2023-06-06T16:44:55.024","2023-06-06",74914,"ДТС024-РТ100.В3.30/3.ЕХI-Т3",null,"Термопреобразователь сопротивления ДТС024-РТ100.В3.30/3.ЕХI-Т3",2774,3328.8,"Под заказ","ДТС Exi","12",1000,0,1,9025900008,"Производимый",24]
["2023-06-06T16:44:55.024","2023-06-06",128378,"ДТС024-РТ1000.В3.30/15.ЕХI-Т6",null,"Термопреобразователь сопротивления ДТС024-РТ1000.В3.30/15.ЕХI-Т6",3734,4480.8,"Под заказ","ДТС Exi","12",1000,0,1,9025900008,"Производимый",24]
["2023-06-06T16:44:55.024","2023-06-06",74927,"ДТС025-50М.В3.100.ЕХI-Т3",null,"Термопреобразователь сопротивления ДТС025-50М.В3.100.ЕХI-Т3",1600,1920,"Под заказ","ДТС Exi","9",1,0,1,9025900008,"Производимый",24]
["2023-06-06T16:44:55.024","2023-06-06",76764,"ДТС025-50П.В3.800.ЕХI-Т1",null,"Термопреобразователь сопротивления ДТС025-50П.В3.800.ЕХI-Т1",5910,7092,"Под заказ","ДТС Exi","9",267,0,1,9025900008,"Производимый",24]
["2023-06-06T16:44:55.024","2023-06-06",79425,"ДТС025-РТ1000.В3.250.ЕХI-Т5",null,"Термопреобразователь сопротивления ДТС025-РТ1000.В3.250.ЕХI-Т5",4150,4980,"Под заказ","ДТС Exi","9",1,0,1,9025900008,"Производимый",24]
["2023-06-06T16:44:55.024","2023-06-06",99468,"ДТС034-50М.В3.25/10.ЕХI-Т6",null,"Термопреобразователь сопротивления ДТС034-50М.В3.25/10.ЕХI-Т6",2120,2544,"Под заказ","ДТС Exi","12",1,0,1,9025900008,"Производимый",0]
["2023-06-06T16:44:55.024","2023-06-06",99316,"ДТС034-РТ100.В3.25/0,2.ЕХI-Т3",null,"Термопреобразователь сопротивления ДТС034-РТ100.В3.25/0,2.ЕХI-Т3",2534,3040.8,"Под заказ","ДТС Exi","12",913,0,1,9025900008,"Производимый",0]
["2023-06-06T16:44:55.024","2023-06-06",104622,"ДТС034-РТ100.В3.25/15.ЕХI-Т6",null,"Термопреобразователь сопротивления ДТС034-РТ100.В3.25/15.ЕХI-Т6",3734,4480.8,"Под заказ","ДТС Exi","12",913,0,1,9025900008,"Производимый",0]
["2023-06-06T16:44:55.024","2023-06-06",99267,"ДТС034-РТ100.В3.25/4.ЕХI-Т4",null,"Термопреобразователь сопротивления ДТС034-РТ100.В3.25/4.ЕХI-Т4",2854,3424.8,"Под заказ","ДТС Exi","12",913,0,1,9025900008,"Производимый",0]
["2023-06-06T16:44:55.024","2023-06-06",99242,"ДТС034-РТ100.В4.25/15.ЕХI-Т5",null,"Термопреобразователь сопротивления ДТС034-РТ100.В4.25/15.ЕХI-Т5",4034,4840.8,"Под заказ","ДТС Exi","12",1,0,1,9025900008,"Производимый",0]
["2023-06-06T16:44:55.024","2023-06-06",75019,"ДТС035-100М.В3.60.ЕХI-Т6",null,"Термопреобразователь сопротивления ДТС035-100М.В3.60.ЕХI-Т6",2600,3120,"Под заказ","ДТС Exi","9",1000,0,1,9025900008,"Производимый",24]
["2023-06-06T16:44:55.024","2023-06-06",100864,"ДТС035-100П.А3.900.ЕХI-Т6",null,"Термопреобразователь сопротивления ДТС035-100П.А3.900.ЕХI-Т6",9072,10886.4,"Под заказ","ДТС Exi","9",788,0,1,9025900008,"Производимый",24]
["2023-06-06T16:44:55.024","2023-06-06",103313,"ДТС035-100П.В3.80.ЕХI-Т3",null,"Термопреобразователь сопротивления ДТС035-100П.В3.80.ЕХI-Т3",6930,8316,"Под заказ","ДТС Exi","9",649,0,1,9025900008,"Производимый",24]
["2023-06-06T16:44:55.024","2023-06-06",75035,"ДТС035-100П.В3.800.ЕХI-Т1",null,"Термопреобразователь сопротивления ДТС035-100П.В3.800.ЕХI-Т1",7340,8808,"Под заказ","ДТС Exi","9",1,0,1,9025900008,"Производимый",24]
["2023-06-06T16:44:55.024","2023-06-06",83145,"ДТС035-50М.В3.200.ЕХI-Т6",null,"Термопреобразователь сопротивления ДТС035-50М.В3.200.ЕХI-Т6",2200,2640,"Под заказ","ДТС Exi","9",1000,0,1,9025900008,"Производимый",24]
["2023-06-06T16:44:55.024","2023-06-06",132782,"ДТС035-50М.В3.400.ЕХI-Т4",null,"Термопреобразователь сопротивления ДТС035-50М.В3.400.ЕХI-Т4",2600,3120,"Под заказ","ДТС Exi","9",1000,0,1,9025900008,"Производимый",24]
["2023-06-06T16:44:55.024","2023-06-06",94531,"ДТС035-50П.В3.120.ЕХI-Т2",null,"Термопреобразователь сопротивления ДТС035-50П.В3.120.ЕХI-Т2",6670,8004,"Под заказ","ДТС Exi","9",267,0,1,9025900008,"Производимый",24]
["2023-06-06T16:44:55.024","2023-06-06",90980,"ДТС035Л-100М.В3.80.ЕХI-Т6",null,"Термопреобразователь сопротивления ДТС035Л-100М.В3.80.ЕХI-Т6",2600,3120,"Под заказ","ДТС Exi","9",1000,0,1,9025900008,"Производимый",24]
["2023-06-06T16:44:55.024","2023-06-06",81909,"ДТС035Л-РТ100.В3.120.ЕХI-Т6",null,"Термопреобразователь сопротивления ДТС035Л-РТ100.В3.120.ЕХI-Т6",4390,5268,"Под заказ","ДТС Exi","9",1000,0,1,9025900008,"Производимый",24]
["2023-06-06T16:44:55.024","2023-06-06",75085,"ДТС035-РТ100.А3.100.МГ.ЕХI-Т6",null,"Термопреобразователь сопротивления ДТС035-РТ100.А3.100.МГ.ЕХI-Т6",5768,6921.6,"Под заказ","ДТС Exi","По запросу",1,0,1,9025900008,"Производимый",24]
["2023-06-06T16:44:55.024","2023-06-06",107005,"ДТС035-РТ100.В2.80.ЕХI-Т3",null,"Термопреобразователь сопротивления ДТС035-РТ100.В2.80.ЕХi-Т3",4390,5268,"Под заказ","ДТС Exi","9",556,0,1,9025900008,"Производимый",24]
["2023-06-06T16:44:55.024","2023-06-06",127753,"ДТС035-РТ100.В3.120.МГ.ЕХI-Т6",null,"Термопреобразователь сопротивления ДТС035-РТ100.В3.120.МГ.ЕХI-Т6",4890,5868,"Под заказ","ДТС Exi","По запросу",1,0,1,9025900008,"Производимый",24]
["2023-06-06T16:44:55.024","2023-06-06",115790,"ДТС035-РТ100.В3.300.ЕХI-Т4",null,"Термопреобразователь сопротивления ДТС035-РТ100.В3.300.ЕХI-Т4",5240,6288,"Под заказ","ДТС Exi","9",1000,0,1,9025900008,"Производимый",24]
["2023-06-06T16:44:55.024","2023-06-06",75122,"ДТС035-РТ100.В3.400.ЕХI-Т4",null,"Термопреобразователь сопротивления ДТС035-РТ100.В3.400.ЕХI-Т4",5240,6288,"Под заказ","ДТС Exi","9",1000,0,1,9025900008,"Производимый",24]
["2023-06-06T16:44:55.024","2023-06-06",129432,"ДТС035-РТ100.В3.70.МГ.ЕХI-Т1",null,"Термопреобразователь сопротивления ДТС035-РТ100.В3.70.МГ.ЕХI-Т1",4890,5868,"Под заказ","ДТС Exi","9",1000,0,1,9025900008,"Производимый",24]
["2023-06-06T16:44:55.024","2023-06-06",115585,"ДТС035-РТ1000.А4.80.МГ.ЕХI-Т2",null,"Термопреобразователь сопротивления ДТС035-РТ1000.А4.80.МГ.ЕХI-Т2",5768,6921.6,"Под заказ","ДТС Exi","9",140,0,1,9025900008,"Производимый",24]
["2023-06-06T16:44:55.024","2023-06-06",76943,"ДТС035Э5-РТ100.В3.630.МГ.ЕХI-Т3",null,"Термопреобразователь сопротивления ДТС035Э5-РТ100.В3.630.МГ.ЕХI-Т3",6788,8145.6,"Под заказ","ДТС Exi","По запросу",1,0,1,9025900008,"Производимый",24]
["2023-06-06T16:44:55.024","2023-06-06",80090,"ДТС044-50М.В4.30/5.ЕХI-Т3",null,"Термопреобразователь сопротивления ДТС044-50М.В4.30/5.ЕХI-Т3",1820,2184,"Под заказ","ДТС Exi","30",1,0,1,9025900008,"Производимый",24]
["2023-06-06T16:44:55.024","2023-06-06",104495,"ДТС044-РТ100.В3.250/5.ЕХI-Т3",null,"Термопреобразователь сопротивления ДТС044-РТ100.В3.250/5.ЕХI-Т3",3440,4128,"Под заказ","ДТС Exi","12",1000,0,1,9025900008,"Производимый",24]
["2023-06-06T16:44:55.024","2023-06-06",75197,"ДТС044-РТ100.В3.30/3.ЕХI-Т4",null,"Термопреобразователь сопротивления ДТС044-РТ100.В3.30/3.ЕХI-Т4",2774,3328.8,"Под заказ","ДТС Exi","12",1000,0,1,9025900008,"Производимый",24]
["2023-06-06T16:44:55.024","2023-06-06",121465,"ДТС045-100М.В3.1000.ЕХI-Т2",null,"Термопреобразователь сопротивления ДТС045-100М.В3.1000.ЕХI-Т2",4450,5340,"Под заказ","ДТС Exi","9",1000,0,1,9025900008,"Производимый",24]
["2023-06-06T16:44:55.024","2023-06-06",82415,"ДТС045-100П.А3.120.ЕХI-Т1",null,"Термопреобразователь сопротивления ДТС045-100П.А3.120.ЕХI-Т1",8316,9979.2000000000007,"Под заказ","ДТС Exi","9",788,0,1,9025900008,"Производимый",24]
["2023-06-06T16:44:55.024","2023-06-06",75218,"ДТС045-100П.В3.120.ЕХI-Т1",null,"Термопреобразователь сопротивления ДТС045-100П.В3.120.ЕХI-Т1",6930,8316,"Под заказ","ДТС Exi","9",788,0,1,9025900008,"Производимый",24]
["2023-06-06T16:44:55.024","2023-06-06",75229,"ДТС045-50М.В3.100.ЕХI-Т5",null,"Термопреобразователь сопротивления ДТС045-50М.В3.100.ЕХI-Т5",2200,2640,"Под заказ","ДТС Exi","9",1000,0,1,9025900008,"Производимый",24]
["2023-06-06T16:44:55.024","2023-06-06",81223,"ДТС045-50М.В3.60.МГ.ЕХI-Т3",null,"Термопреобразователь сопротивления ДТС045-50М.В3.60.МГ.ЕХI-Т3",2700,3240,"Под заказ","ДТС Exi","9",1000,0,1,9025900008,"Производимый",24]
["2023-06-06T16:44:55.024","2023-06-06",111004,"ДТС045-50П.В3.100.ЕХI-Т1",null,"Термопреобразователь сопротивления ДТС045-50П.В3.100.ЕХI-Т1",6670,8004,"Под заказ","ДТС Exi","9",267,0,1,9025900008,"Производимый",24]
["2023-06-06T16:44:55.024","2023-06-06",75246,"ДТС045Л-100М.В3.630.ЕХI-Т3",null,"Термопреобразователь сопротивления ДТС045Л-100М.В3.630.ЕХI-Т3",2900,3480,"Под заказ","ДТС Exi","9",1,0,1,9025900008,"Производимый",24]
["2023-06-06T16:44:55.024","2023-06-06",115654,"ДТС045Л-РТ100.А4.80.МГ.ЕХI-Т6",null,"Термопреобразователь сопротивления ДТС045Л-РТ100.А4.80.МГ.ЕХI-Т6",5768,6921.6,"Под заказ","ДТС Exi","9",342,0,1,9025900008,"Производимый",24]
["2023-06-06T16:44:55.024","2023-06-06",136100,"ДТС045-РТ100.А3.800.МГ.ЕХI-Т2",null,"Термопреобразователь сопротивления ДТС045-РТ100.А3.800.МГ.ЕХI-Т2",6788,8145.6,"Под заказ","ДТС Exi","9",1,0,1,9025900008,"Производимый",24]
["2023-06-06T16:44:55.024","2023-06-06",131924,"ДТС045-РТ100.В3.200.ЕХI-Т1",null,"Термопреобразователь сопротивления ДТС045-РТ100.В3.200.ЕХI-Т1",4390,5268,"Под заказ","ДТС Exi","9",1000,0,1,9025900008,"Производимый",24]
["2023-06-06T16:44:55.024","2023-06-06",75285,"ДТС045-РТ100.В3.60.ЕХI-Т1",null,"Термопреобразователь сопротивления ДТС045-РТ100.В3.60.ЕХI-Т1",4390,5268,"Под заказ","ДТС Exi","9",1000,0,1,9025900008,"Производимый",24]
["2023-06-06T16:44:55.024","2023-06-06",103165,"ДТС045Э2-РТ100.А3.60.ЕХI-Т2",null,"Термопреобразователь сопротивления ДТС045Э2-РТ100.А3.60.ЕХI-Т2",6322,7586.4,"Под заказ","ДТС Exi","По запросу",1,0,1,9025900008,"Производимый",24]
["2023-06-06T16:44:55.024","2023-06-06",92954,"ДТС054-50М.В3.100/20.ЕХI-Т3",null,"Термопреобразователь сопротивления ДТС054-50М.В3.100/20.ЕХI-Т3",3770,4524,"Под заказ","ДТС Exi","12",1000,0,1,9025900008,"Производимый",24]
["2023-06-06T16:44:55.024","2023-06-06",75317,"ДТС054-50М.В3.60/20.ЕХI-Т4",null,"Термопреобразователь сопротивления ДТС054-50М.В3.60/20.ЕХI-Т4",3770,4524,"Под заказ","ДТС Exi","12",1,0,1,9025900008,"Производимый",24]
["2023-06-06T16:44:55.024","2023-06-06",91509,"ДТС054-РТ100.А3.400/3.ЕХI-Т2",null,"Термопреобразователь сопротивления ДТС054-РТ100.А3.400/3.ЕХI-Т2",4692,5630.4,"Под заказ","ДТС Exi","12",1000,0,1,9025900008,"Производимый",24]
["2023-06-06T16:44:55.024","2023-06-06",104399,"ДТС054-РТ100.В3.160/0,2.ЕХI-Т3",null,"Термопреобразователь сопротивления ДТС054-РТ100.В3.160/0,2.ЕХI-Т3",3040,3648,"Под заказ","ДТС Exi","12",1000,0,1,9025900008,"Производимый",24]
["2023-06-06T16:44:55.024","2023-06-06",90733,"ДТС054-РТ100.В3.250/2.ЕХI-Т1",null,"Термопреобразователь сопротивления ДТС054-РТ100.В3.250/2.ЕХI-Т1",3530,4236,"Под заказ","ДТС Exi","12",1000,0,1,9025900008,"Производимый",24]
["2023-06-06T16:44:55.024","2023-06-06",93375,"ДТС054-РТ100.В3.60/2.ЕХI-Т3",null,"Термопреобразователь сопротивления ДТС054-РТ100.В3.60/2.ЕХI-Т3",3200,3840,"Под заказ","ДТС Exi","12",1000,0,1,9025900008,"Производимый",24]
["2023-06-06T16:44:55.024","2023-06-06",75339,"ДТС054-РТ100.В4.60/10.ЕХI-Т4",null,"Термопреобразователь сопротивления ДТС054-РТ100.В4.60/10.ЕХI-Т4",4040,4848,"Под заказ","ДТС Exi","12",1,0,1,9025900008,"Производимый",24]
["2023-06-06T16:44:55.024","2023-06-06",104569,"ДТС055Л-РТ100.В2.120.МГ.ЕХI-Т1",null,"Термопреобразователь сопротивления ДТС055Л-РТ100.В2.120.МГ.ЕХI-Т1",4890,5868,"Под заказ","ДТС Exi","По запросу",1,0,1,9025900008,"Производимый",24]
["2023-06-06T16:44:55.024","2023-06-06",86308,"ДТС055-РТ100.В4.1000.ЕХI-Т1",null,"Термопреобразователь сопротивления ДТС055-РТ100.В4.1000.ЕХI-Т1",7340,8808,"Под заказ","ДТС Exi","9",1000,0,1,9025900008,"Производимый",24]
["2023-06-06T16:44:55.024","2023-06-06",75364,"ДТС064-50М.В3.60/0,5.ЕХI-Т5",null,"Термопреобразователь сопротивления ДТС064-50М.В3.60/0,5.ЕХI-Т5",2210,2652,"Под заказ","ДТС Exi","12",1,0,1,9025900008,"Производимый",24]
["2023-06-06T16:44:55.024","2023-06-06",75372,"ДТС064-50М.В3.80/2.ЕХI-Т4",null,"Термопреобразователь сопротивления ДТС064-50М.В3.80/2.ЕХI-Т4",2330,2796,"Под заказ","ДТС Exi","12",1,0,1,9025900008,"Производимый",24]
["2023-06-06T16:44:55.024","2023-06-06",92749,"ДТС064-РТ100.А4.60/10.ЕХI-Т6",null,"Термопреобразователь сопротивления ДТС064-РТ100.А4.60/10.ЕХI-Т6",4648,5577.6,"Под заказ","ДТС Exi","30",477,0,1,9025900008,"Производимый",24]
["2023-06-06T16:44:55.024","2023-06-06",75390,"ДТС064-РТ100.В3.80/20.ЕХI-Т4",null,"Термопреобразователь сопротивления ДТС064-РТ100.В3.80/20.ЕХI-Т4",4640,5568,"Под заказ","ДТС Exi","12",1000,0,1,9025900008,"Производимый",24]
["2023-06-06T16:44:55.024","2023-06-06",126983,"ДТС065-100М.В3.60.G1/2.ЕХI-Т6",null,"Термопреобразователь сопротивления ДТС065-100М.В3.60.G1/2.ЕХI-Т6",2990,3588,"Под заказ","ДТС Exi","9",1,0,1,9025900008,"Производимый",24]
["2023-06-06T16:44:55.024","2023-06-06",102552,"ДТС065-100П.А3.160.ЕХI-Т4",null,"Термопреобразователь сопротивления ДТС065-100П.А3.160.ЕХI-Т4",8316,9979.2000000000007,"Под заказ","ДТС Exi","9",788,0,1,9025900008,"Производимый",24]
["2023-06-06T16:44:55.024","2023-06-06",75421,"ДТС065-50М.В3.1000.МГ.ЕХI-Т5",null,"Термопреобразователь сопротивления ДТС065-50М.В3.1000.МГ.ЕХI-Т5",3950,4740,"Под заказ","ДТС Exi","9",1,0,1,9025900008,"Производимый",24]
["2023-06-06T16:44:55.024","2023-06-06",91697,"ДТС065-50М.В3.60.ЕХI-Т5",null,"Термопреобразователь сопротивления ДТС065-50М.В3.60.ЕХI-Т5",2200,2640,"Под заказ","ДТС Exi","9",1000,0,1,9025900008,"Производимый",24]
["2023-06-06T16:44:55.024","2023-06-06",78808,"ДТС065-50П.В3.60.ЕХI-Т1",null,"Термопреобразователь сопротивления ДТС065-50П.В3.60.ЕХI-Т1",6670,8004,"Под заказ","ДТС Exi","9",1,0,1,9025900008,"Производимый",24]
["2023-06-06T16:44:55.024","2023-06-06",77683,"ДТС065-РТ100.А3.200.ЕХI-Т2",null,"Термопреобразователь сопротивления ДТС065-РТ100.А3.200.ЕХI-Т2",5268,6321.6,"Под заказ","ДТС Exi","9",1000,0,1,9025900008,"Производимый",24]
["2023-06-06T16:44:55.024","2023-06-06",75444,"ДТС065-РТ100.В3.180.МГ.ЕХI-Т5",null,"Термопреобразователь сопротивления ДТС065-РТ100.В3.180.МГ.ЕХI-Т5",4890,5868,"Под заказ","ДТС Exi","9",1000,0,1,9025900008,"Производимый",24]
["2023-06-06T16:44:55.024","2023-06-06",84822,"ДТС065-РТ100.В3.320.МГ.ЕХI-Т1",null,"Термопреобразователь сопротивления ДТС065-РТ100.В3.320.МГ.ЕХI-Т1",5740,6888,"Под заказ","ДТС Exi","9",1000,0,1,9025900008,"Производимый",24]
["2023-06-06T16:44:55.024","2023-06-06",75453,"ДТС065-РТ100.В4.60.ЕХI-Т4",null,"Термопреобразователь сопротивления ДТС065-РТ100.В4.60.ЕХI-Т4",4390,5268,"Под заказ","ДТС Exi","По запросу",1,0,1,9025900008,"Производимый",24]
["2023-06-06T16:44:55.024","2023-06-06",97804,"ДТС074-РТ100.В3.100/5.ЕХI-Т5",null,"Термопреобразователь сопротивления ДТС074-РТ100.В3.100/5.ЕХI-Т5",3440,4128,"Под заказ","ДТС Exi","12",1,0,1,9025900008,"Производимый",24]
["2023-06-06T16:44:55.024","2023-06-06",75474,"ДТС075-100П.В4.800.МГ.ЕХI-Т3",null,"Термопреобразователь сопротивления ДТС075-100П.В4.800.МГ.ЕХI-Т3",7840,9408,"Под заказ","ДТС Exi","9",1,0,1,9025900008,"Производимый",24]
["2023-06-06T16:44:55.024","2023-06-06",75484,"ДТС075-50П.В3.400.ЕХI-Т6",null,"Термопреобразователь сопротивления ДТС075-50П.В3.400.ЕХI-Т6",7090,8508,"Под заказ","ДТС Exi","9",1,0,1,9025900008,"Производимый",24]
["2023-06-06T16:44:55.024","2023-06-06",75493,"ДТС075Л-100П.В2.200.ЕХI-Т2",null,"Термопреобразователь сопротивления ДТС075Л-100П.В2.200.ЕХI-Т2",6930,8316,"Под заказ","ДТС Exi","9",1,0,1,9025900008,"Производимый",24]
["2023-06-06T16:44:55.024","2023-06-06",97020,"ДТС084-РТ100.В3.60/0,2.ЕХI-Т5",null,"Термопреобразователь сопротивления ДТС084-РТ100.В3.60/0,2.ЕХI-Т5",3040,3648,"Под заказ","ДТС Exi","12",1000,0,1,9025900008,"Производимый",24]
["2023-06-06T16:44:55.024","2023-06-06",130887,"ДТС084-РТ1000.В3.60/3.ЕХI-Т4",null,"Термопреобразователь сопротивления ДТС084-РТ1000.В3.60/3.ЕХI-Т4",3280,3936,"Под заказ","ДТС Exi","12",1000,0,1,9025900008,"Производимый",24]
["2023-06-06T16:44:55.024","2023-06-06",75513,"ДТС094-РТ100.В3.100/1,5.ЕХI-Т4",null,"Термопреобразователь сопротивления ДТС094-РТ100.В3.100/1,5.ЕХI-Т4",3590,4308,"Под заказ","ДТС Exi","12",1000,0,1,9025900008,"Производимый",24]
["2023-06-06T16:44:55.024","2023-06-06",80892,"ДТС094Э-РТ100.В3.400/2.ЕХI-Т3",null,"Термопреобразователь сопротивления ДТС094Э-РТ100.В3.400/2.ЕХI-Т3",4908,5889.6,"Под заказ","ДТС Exi","12",1000,0,1,9025900008,"Производимый",24]
["2023-06-06T16:44:55.024","2023-06-06",106715,"ДТС104-РТ100.В3.60/5.ЕХI-Т4",null,"Термопреобразователь сопротивления ДТС104-РТ100.В3.60/5.ЕХi-Т4",3870,4644,"Под заказ","ДТС Exi","12",1000,0,1,9025900008,"Производимый",24]
["2023-06-06T16:44:55.024","2023-06-06",75534,"ДТС105-100М.В3.80.МГ.ЕХI-Т6",null,"Термопреобразователь сопротивления ДТС105-100М.В3.80.МГ.ЕХI-Т6",3100,3720,"Под заказ","ДТС Exi","9",1,0,1,9025900008,"Производимый",24]
["2023-06-06T16:44:55.024","2023-06-06",100373,"ДТС105-50М.В3.120.ЕХI-Т3",null,"Термопреобразователь сопротивления ДТС105-50М.В3.120.ЕХI-Т3",2200,2640,"Под заказ","ДТС Exi","9",1000,0,1,9025900008,"Производимый",24]
["2023-06-06T16:44:55.024","2023-06-06",80485,"ДТС105-50М.В3.80.ЕХI-Т3",null,"Термопреобразователь сопротивления ДТС105-50М.В3.80.ЕХI-Т3",2200,2640,"Под заказ","ДТС Exi","9",1000,0,1,9025900008,"Производимый",24]
["2023-06-06T16:44:55.024","2023-06-06",133135,"ДТС105-50П.В3.600.ЕХI-Т4",null,"Термопреобразователь сопротивления ДТС105-50П.В3.600.ЕХI-Т4",7090,8508,"Под заказ","ДТС Exi","9",267,0,1,9025900008,"Производимый",24]
["2023-06-06T16:44:55.024","2023-06-06",124436,"ДТС105Л-РТ100.В3.100.МГ.ЕХI-Т1",null,"Термопреобразователь сопротивления ДТС105Л-РТ100.В3.100.МГ.ЕХI-Т1",4890,5868,"Под заказ","ДТС Exi","По запросу",1,0,1,9025900008,"Производимый",24]
["2023-06-06T16:44:55.024","2023-06-06",120058,"ДТС105-РТ100.В3.150.ЕХI-Т3",null,"Термопреобразователь сопротивления ДТС105-РТ100.В3.150.ЕХI-Т3",4390,5268,"Под заказ","ДТС Exi","По запросу",1,0,1,9025900008,"Производимый",24]
["2023-06-06T16:44:55.024","2023-06-06",75585,"ДТС105-РТ100.В3.250.МГ.ЕХI-Т6",null,"Термопреобразователь сопротивления ДТС105-РТ100.В3.250.МГ.ЕХI-Т6",4890,5868,"Под заказ","ДТС Exi","По запросу",1,0,1,9025900008,"Производимый",24]
["2023-06-06T16:44:55.024","2023-06-06",130422,"ДТС105-РТ100.В3.500.ЕХI-Т6",null,"Термопреобразователь сопротивления ДТС105-РТ100.В3.500.ЕХI-Т6",5240,6288,"Под заказ","ДТС Exi","9",1000,0,1,9025900008,"Производимый",24]
["2023-06-06T16:44:55.024","2023-06-06",75603,"ДТС105-РТ100.С3.60.ЕХI-Т6",null,"Термопреобразователь сопротивления ДТС105-РТ100.С3.60.ЕХI-Т6",4390,5268,"Под заказ","ДТС Exi","9",1000,0,1,9025900008,"Производимый",24]
["2023-06-06T16:44:55.024","2023-06-06",133146,"ДТС124-РТ100.В3.70/2.ЕХI-Т1",null,"Термопреобразователь сопротивления ДТС124-РТ100.В3.70/2.ЕХI-Т1",3200,3840,"Под заказ","ДТС Exi","12",300,0,1,9025900008,"Производимый",24]
["2023-06-06T16:44:55.024","2023-06-06",88510,"ДТС125-50М.В2.120.ЕХI-Т5",null,"Термопреобразователь сопротивления ДТС125-50М.В2.120.ЕХI-Т5",1600,1920,"Под заказ","ДТС Exi","4",672,0,1,9025900008,"Производимый",24]
["2023-06-06T16:44:55.024","2023-06-06",106228,"ДТС125Л-50М.В2.60.ЕХI-Т5",null,"Термопреобразователь сопротивления ДТС125Л-50М.В2.60.ЕХI-Т5",1850,2220,"Под заказ","ДТС Exi","4",1000,0,1,9025900008,"Производимый",24]
["2023-06-06T16:44:55.024","2023-06-06",75644,"ДТС125Л-РТ100.В3.60.ЕХI-Т5",null,"Термопреобразователь сопротивления ДТС125Л-РТ100.В3.60.ЕХI-Т5",3200,3840,"Под заказ","ДТС Exi","4",1000,0,1,9025900008,"Производимый",24]
["2023-06-06T16:44:55.024","2023-06-06",75655,"ДТС125-РТ100.В2.60.ЕХI-Т2",null,"Термопреобразователь сопротивления ДТС125-РТ100.В2.60.ЕХI-Т2",3200,3840,"Под заказ","ДТС Exi","4",672,0,1,9025900008,"Производимый",24]
["2023-06-06T16:44:55.024","2023-06-06",135563,"ДТС134-50М.В3.80/0,3.ЕХI-Т3",null,"Термопреобразователь сопротивления ДТС134-50М.В3.80/0,3.ЕХI-Т3",2194,2632.8,"Под заказ","ДТС Exi","12",600,0,1,9025900008,"Производимый",24]
["2023-06-06T16:44:55.024","2023-06-06",75680,"ДТС145-100П.В3.160.ЕХI-Т4",null,"Термопреобразователь сопротивления ДТС145-100П.В3.160.ЕХI-Т4",6930,8316,"Под заказ","ДТС Exi","9",1,0,1,9025900008,"Производимый",24]
["2023-06-06T16:44:55.024","2023-06-06",118473,"ДТС145Л-100М.В3.160.ЕХI-Т6",null,"Термопреобразователь сопротивления ДТС145Л-100М.В3.160.ЕХI-Т6",2600,3120,"Под заказ","ДТС Exi","9",1,0,1,9025900008,"Производимый",24]
["2023-06-06T16:44:55.024","2023-06-06",129703,"ДТС145-РТ100.В3.120.ЕХI-Т2",null,"Термопреобразователь сопротивления ДТС145-РТ100.В3.120.ЕХI-Т2",4390,5268,"Под заказ","ДТС Exi","9",1000,0,1,9025900008,"Производимый",24]
["2023-06-06T16:44:55.024","2023-06-06",127881,"ДТС145-РТ100.В3.160.МГ.ЕХI-Т3",null,"Термопреобразователь сопротивления ДТС145-РТ100.В3.160.МГ.ЕХI-Т3",4890,5868,"Под заказ","ДТС Exi","По запросу",1,0,1,9025900008,"Производимый",24]
["2023-06-06T16:44:55.024","2023-06-06",75703,"ДТС145-РТ100.В4.200.ЕХI-Т4",null,"Термопреобразователь сопротивления ДТС145-РТ100.В4.200.ЕХI-Т4",4390,5268,"Под заказ","ДТС Exi","По запросу",1,0,1,9025900008,"Производимый",24]
["2023-06-06T16:44:55.024","2023-06-06",77139,"ДТС194-50М.С3.80/2.ЕХI-Т6",null,"Термопреобразователь сопротивления ДТС194-50М.С3.80/2.ЕХI-Т6",2330,2796,"Под заказ","ДТС Exi","12",1,0,1,9025900008,"Производимый",24]
["2023-06-06T16:44:55.024","2023-06-06",133799,"ДТС194-РТ100.В4.180/1.ЕХI-Т4",null,"Термопреобразователь сопротивления ДТС194-РТ100.В4.180/1.ЕХI-Т4",3470,4164,"Под заказ","ДТС Exi","30",1000,0,1,9025900008,"Производимый",24]
["2023-06-06T16:44:55.024","2023-06-06",108545,"ДТС214-100М.В3.80/10.ЕХI-Т3",null,"Термопреобразователь сопротивления ДТС214-100М.В3.80/10.ЕХI-Т3",2800,3360,"Под заказ","ДТС Exi","12",1,0,1,9025900008,"Производимый",24]
["2023-06-06T16:44:55.024","2023-06-06",111650,"ДТС214-РТ100.В3.160/2.ЕХI-Т2",null,"Термопреобразователь сопротивления ДТС214-РТ100.В3.160/2.ЕХI-Т2",2694,3232.8,"Под заказ","ДТС Exi","12",1000,0,1,9025900008,"Производимый",24]
["2023-06-06T16:44:55.024","2023-06-06",133160,"ДТС214-РТ100.В3.30/7.ЕХI-Т4",null,"Термопреобразователь сопротивления ДТС214-РТ100.В3.30/7.ЕХI-Т4",3094,3712.8,"Под заказ","ДТС Exi","12",1,0,1,9025900008,"Производимый",24]
["2023-06-06T16:44:55.024","2023-06-06",135095,"ДТС214-РТ100.В3.60/11.ЕХI-Т4",null,"Термопреобразователь сопротивления ДТС214-РТ100.В3.60/11.ЕХI-Т4",3414,4096.8,"Под заказ","ДТС Exi","12",1000,0,1,9025900008,"Производимый",24]
["2023-06-06T16:44:55.024","2023-06-06",91690,"ДТС224-50М.В3.43/0,2.ЕХI-Т3",null,"Термопреобразователь сопротивления ДТС224-50М.В3.43/0,2.ЕХI-Т3",3000,3600,"Под заказ","ДТС Exi","12",1,0,1,9025900008,"Производимый",24]
["2023-06-06T16:44:55.024","2023-06-06",75739,"ДТС224-50М.В3.43/2.ЕХI-Т4",null,"Термопреобразователь сопротивления ДТС224-50М.В3.43/2.ЕХI-Т4",3160,3792,"Под заказ","ДТС Exi","12",1,0,1,9025900008,"Производимый",24]
["2023-06-06T16:44:55.024","2023-06-06",86586,"ДТС224-50П.В3.43/2.ЕХI-Т4",null,"Термопреобразователь сопротивления ДТС224-50П.В3.43/2.ЕХI-Т4",6750,8100,"Под заказ","ДТС Exi","12",214,0,1,9025900008,"Производимый",24]
["2023-06-06T16:44:55.024","2023-06-06",127521,"ДТС224-РТ100.В3.43/20.ЕХI-Т2",null,"Термопреобразователь сопротивления ДТС224-РТ100.В3.43/20.ЕХI-Т2",5990,7188,"Под заказ","ДТС Exi","12",1,0,1,9025900008,"Производимый",24]
["2023-06-06T16:44:55.024","2023-06-06",123848,"ДТС224-РТ100.В3.43/5.ЕХI-Т5",null,"Термопреобразователь сопротивления ДТС224-РТ100.В3.43/5.ЕХI-Т5",4790,5748,"Под заказ","ДТС Exi","12",1000,0,1,9025900008,"Производимый",24]
["2023-06-06T16:44:55.024","2023-06-06",104693,"ДТС224-РТ100.В4.43/4.ЕХI-Т3",null,"Термопреобразователь сопротивления ДТС224-РТ100.В4.43/4.ЕХI-Т3",4790,5748,"Под заказ","ДТС Exi","30",1000,0,1,9025900008,"Производимый",24]
["2023-06-06T16:44:55.024","2023-06-06",115089,"ДТС314-100П.А3.60/1,2.ЕХI-Т6",null,"Термопреобразователь сопротивления ДТС314-100П.А3.60/1,2.ЕХI-Т6",6300,7560,"Под заказ","ДТС Exi","12",649,0,1,9025900008,"Производимый",24]
["2023-06-06T16:44:55.024","2023-06-06",59780,"ДТС314-РТ100.В3.100/2.ЕХI-Т1",null,"Термопреобразователь сопротивления ДТС314-РТ100.В3.100/2.ЕХI-Т1",3034,3640.8,"Под заказ","ДТС Exi","12",1,0,1,9025900008,"Производимый",0]
["2023-06-06T16:44:55.024","2023-06-06",77180,"ДТС314-РТ100.В3.50/20.ЕХI-Т6",null,"Термопреобразователь сопротивления ДТС314-РТ100.В3.50/20.ЕХI-Т6",7534,9040.7999999999993,"Под заказ","ДТС Exi","12",257,0,1,9025900008,"Производимый",24]
["2023-06-06T16:44:55.024","2023-06-06",124461,"ДТС314-РТ1000.В3.50/3,5.ЕХI-Т4",null,"Термопреобразователь сопротивления ДТС314-РТ1000.В3.50/3,5.ЕХI-Т4",3409,4090.8,"Под заказ","ДТС Exi","12",1,0,1,9025900008,"Производимый",24]
["2023-06-06T16:44:55.024","2023-06-06",88044,"ДТС324-РТ100.В3.41/10.ЕХI-Т4",null,"Термопреобразователь сопротивления ДТС324-РТ100.В3.41/10.ЕХI-Т4",5190,6228,"Под заказ","ДТС Exi","12",1000,0,1,9025900008,"Производимый",24]
["2023-06-06T16:44:55.024","2023-06-06",75795,"ДТС324-РТ100.В4.41/6.ЕХI-Т2",null,"Термопреобразователь сопротивления ДТС324-РТ100.В4.41/6.ЕХI-Т2",4990,5988,"Под заказ","ДТС Exi","12",1,0,1,9025900008,"Производимый",24]
["2023-06-06T16:44:55.024","2023-06-06",99700,"ДТС335-РТ100.А4.75.ЕХI-Т6",null,"Термопреобразователь сопротивления ДТС335-РТ100.А4.75.ЕХI-Т6",5268,6321.6,"Под заказ","ДТС Exi","По запросу",1,0,1,9025900008,"Производимый",24]
["2023-06-06T16:44:55.024","2023-06-06",94350,"ДТС335-РТ1000.В3.2000.МГ.ЕХI-Т1",null,"Термопреобразователь сопротивления ДТС335-РТ1000.В3.2000.МГ.ЕХI-Т1",7840,9408,"Под заказ","ДТС Exi","9",1000,0,1,9025900008,"Производимый",24]
["2023-06-06T16:44:55.024","2023-06-06",131156,"ДТС335-РТ500.В3.200.ЕХI-Т1",null,"Термопреобразователь сопротивления ДТС335-РТ500.В3.200.ЕХI-Т1",4390,5268,"Под заказ","ДТС Exi","9",171,0,1,9025900008,"Производимый",24]
["2023-06-06T16:44:55.024","2023-06-06",129539,"ДТС414-РТ100.В3.160/2.ЕХI-Т6",null,"Термопреобразователь сопротивления ДТС414-РТ100.В3.160/2.ЕХI-Т6",3034,3640.8,"Под заказ","ДТС Exi","12",1,0,1,9025900008,"Производимый",24]
["2023-06-06T16:44:55.024","2023-06-06",129600,"ДТС414-РТ100.В4.40/2.ЕХI-Т3",null,"Термопреобразователь сопротивления ДТС414-РТ100.В4.40/2.ЕХI-Т3",3174,3808.8,"Под заказ","ДТС Exi","12",1,0,1,9025900008,"Производимый",24]
["2023-06-06T16:44:55.024","2023-06-06",131107,"ДТС654-РТ100.В3.70/1.ЕХI-Т5",null,"Термопреобразователь сопротивления ДТС654-РТ100.В3.70/1.ЕХI-Т5",2614,3136.8,"Под заказ","ДТС Exi","12",913,0,1,9025900008,"Производимый",24]
["2023-06-06T16:44:55.024","2023-06-06",77732,"2ДТС065Л-РТ1000.В3.160",null,"Термопреобразователь сопротивления 2ДТС065Л-РТ1000.В3.160",3335,4002,"Под заказ","ДТС РТ1000","9",146,0,1,9025900008,"Производимый",24]
["2023-06-06T16:44:55.024","2023-06-06",98729,"ДТС014-РТ1000.А4.25/4",null,"Термопреобразователь сопротивления ДТС014-РТ1000.А4.25/4",1920,2304,"Под заказ","ДТС РТ1000","30",1000,0,1,9025900008,"Производимый",0]
["2023-06-06T16:44:55.024","2023-06-06",99649,"ДТС015Л-РТ1000.В2.200",null,"Термопреобразователь сопротивления ДТС015Л-РТ1000.В2.200",2075,2490,"Под заказ","ДТС РТ1000","9",556,0,1,9025900008,"Производимый",24]
["2023-06-06T16:44:55.024","2023-06-06",74290,"ДТС015-РТ1000.В2.160",null,"Термопреобразователь сопротивления ДТС015-РТ1000.В2.160",2075,2490,"Под заказ","ДТС РТ1000","9",625,0,1,9025900008,"Производимый",24]
["2023-06-06T16:44:55.024","2023-06-06",62429,"ДТС015-РТ1000.В3.120",null,"Термопреобразователь сопротивления ДТС015-РТ1000.В3.120",2075,2490,"Под заказ","ДТС РТ1000","9",1000,0,1,9025900008,"Производимый",24]
["2023-06-06T16:44:55.024","2023-06-06",83934,"ДТС015-РТ1000.В3.80.МГ",null,"Термопреобразователь сопротивления ДТС015-РТ1000.В3.80.МГ",2575,3090,"Под заказ","ДТС РТ1000","9",1000,0,1,9025900008,"Производимый",24]
["2023-06-06T16:44:55.024","2023-06-06",65628,"ДТС024-РТ1000.С3.30/0,2",null,"Термопреобразователь сопротивления ДТС024-РТ1000.С3.30/0,2",1267,1520.4,"Под заказ","ДТС РТ1000","12",1,0,1,9025900008,"Производимый",24]
["2023-06-06T16:44:55.024","2023-06-06",74244,"ДТС025-РТ1000.А4.1600",null,"Термопреобразователь сопротивления ДТС025-РТ1000.А4.1600",4002,4802.3999999999996,"Под заказ","ДТС РТ1000","9",1,0,1,9025900008,"Производимый",24]
["2023-06-06T16:44:55.024","2023-06-06",69380,"ДТС025-РТ1000.В2.700",null,"Термопреобразователь сопротивления ДТС025-РТ1000.В2.700",2320,2784,"Под заказ","ДТС РТ1000","9",233,0,1,9025900008,"Производимый",24]
["2023-06-06T16:44:55.024","2023-06-06",66391,"ДТС035Л-РТ1000.В2.100",null,"Термопреобразователь сопротивления ДТС035Л-РТ1000.В2.100",2195,2634,"Под заказ","ДТС РТ1000","9",526,0,1,9025900008,"Производимый",24]
["2023-06-06T16:44:55.024","2023-06-06",107733,"ДТС035Л-РТ1000.В3.1000.МГ",null,"Термопреобразователь сопротивления ДТС035Л-РТ1000.В3.1000.МГ",4170,5004,"Под заказ","ДТС РТ1000","9",342,0,1,9025900008,"Производимый",24]
["2023-06-06T16:44:55.024","2023-06-06",131944,"ДТС035-РТ1000.А3.160.МГ",null,"Термопреобразователь сопротивления ДТС035-РТ1000.А3.160.МГ",3134,3760.8,"Под заказ","ДТС РТ1000","9",1000,0,1,9025900008,"Производимый",24]
["2023-06-06T16:44:55.024","2023-06-06",49393,"ДТС035-РТ1000.В2.60.G1/2",null,"Термопреобразователь сопротивления ДТС035-РТ1000.В2.60.G1/2",2525,3030,"Под заказ","ДТС РТ1000","9",870,0,1,9025900008,"Производимый",24]
["2023-06-06T16:44:55.024","2023-06-06",62443,"ДТС035-РТ1000.В3.120",null,"Термопреобразователь сопротивления ДТС035-РТ1000.В3.120",2195,2634,"Под заказ","ДТС РТ1000","9",1000,0,1,9025900008,"Производимый",24]
["2023-06-06T16:44:55.024","2023-06-06",94592,"ДТС035-РТ1000.В3.700",null,"Термопреобразователь сопротивления ДТС035-РТ1000.В3.700",2620,3144,"Под заказ","ДТС РТ1000","9",1000,0,1,9025900008,"Производимый",24]
["2023-06-06T16:44:55.024","2023-06-06",90930,"ДТС044-РТ1000.В3.30/20",null,"Термопреобразователь сопротивления ДТС044-РТ1000.В3.30/20",2867,3440.4,"Под заказ","ДТС РТ1000","12",1000,0,1,9025900008,"Производимый",24]
["2023-06-06T16:44:55.024","2023-06-06",111916,"ДТС045-РТ1000.В2.320",null,"Термопреобразователь сопротивления ДТС045-РТ1000.В2.320",2620,3144,"Под заказ","ДТС РТ1000","9",1,0,1,9025900008,"Производимый",24]
["2023-06-06T16:44:55.024","2023-06-06",129746,"ДТС045-РТ1000.В3.150",null,"Термопреобразователь сопротивления ДТС045-РТ1000.В3.150",2195,2634,"Под заказ","ДТС РТ1000","9",1000,0,1,9025900008,"Производимый",24]
["2023-06-06T16:44:55.024","2023-06-06",95727,"ДТС054-РТ1000.В2.100/2,5.G1/4",null,"Термопреобразователь сопротивления ДТС054-РТ1000.В2.100/2,5.G1/4",1948,2337.6,"Под заказ","ДТС РТ1000","30",1000,0,1,9025900008,"Производимый",24]
["2023-06-06T16:44:55.024","2023-06-06",129008,"ДТС054-РТ1000.В3.100/0,5",null,"Термопреобразователь сопротивления ДТС054-РТ1000.В3.100/0,5",1560,1872,"Под заказ","ДТС РТ1000","12",1000,0,1,9025900008,"Производимый",24]
["2023-06-06T16:44:55.024","2023-06-06",94854,"ДТС054-РТ1000.В3.120/0,2",null,"Термопреобразователь сопротивления ДТС054-РТ1000.В3.120/0,2",1520,1824,"Под заказ","ДТС РТ1000","12",1000,0,1,9025900008,"Производимый",24]
["2023-06-06T16:44:55.024","2023-06-06",79074,"ДТС054-РТ1000.В3.60/3",null,"Термопреобразователь сопротивления ДТС054-РТ1000.В3.60/3",1760,2112,"Под заказ","ДТС РТ1000","12",1000,0,1,9025900008,"Производимый",24]
["2023-06-06T16:44:55.024","2023-06-06",83808,"ДТС055-РТ1000.В2.100.МГ",null,"Термопреобразователь сопротивления ДТС055-РТ1000.В2.100.МГ",2695,3234,"Под заказ","ДТС РТ1000","9",526,0,1,9025900008,"Производимый",24]
["2023-06-06T16:44:55.024","2023-06-06",90273,"ДТС064-РТ1000.В2.200/2",null,"Термопреобразователь сопротивления ДТС064-РТ1000.В2.200/2",1845,2214,"Под заказ","ДТС РТ1000","30",1000,0,1,9025900008,"Производимый",24]
["2023-06-06T16:44:55.024","2023-06-06",63757,"ДТС064-РТ1000.В3.100/3",null,"Термопреобразователь сопротивления ДТС064-РТ1000.В3.100/3",1760,2112,"Под заказ","ДТС РТ1000","12",1000,0,1,9025900008,"Производимый",24]
["2023-06-06T16:44:55.024","2023-06-06",80529,"ДТС064-РТ1000.В3.60/3",null,"Термопреобразователь сопротивления ДТС064-РТ1000.В3.60/3",1760,2112,"Под заказ","ДТС РТ1000","12",1000,0,1,9025900008,"Производимый",24]
["2023-06-06T16:44:55.024","2023-06-06",85171,"ДТС065Л-РТ1000.В3.1000",null,"Термопреобразователь сопротивления ДТС065Л-РТ1000.В3.1000",3670,4404,"Под заказ","ДТС РТ1000","9",1000,0,1,9025900008,"Производимый",24]
["2023-06-06T16:44:55.024","2023-06-06",77761,"ДТС065-РТ1000.В2.160",null,"Термопреобразователь сопротивления ДТС065-РТ1000.В2.160",2195,2634,"Под заказ","ДТС РТ1000","9",500,0,1,9025900008,"Производимый",24]
["2023-06-06T16:44:55.024","2023-06-06",72196,"ДТС065-РТ1000.В2.60",null,"Термопреобразователь сопротивления ДТС065-РТ1000.В2.60",2195,2634,"Под заказ","ДТС РТ1000","9",667,0,1,9025900008,"Производимый",24]
["2023-06-06T16:44:55.024","2023-06-06",124559,"ДТС074-РТ1000.В2.160/0,2",null,"Термопреобразователь сопротивления ДТС074-РТ1000.В2.160/0,2",1520,1824,"Под заказ","ДТС РТ1000","30",1000,0,1,9025900008,"Производимый",24]
["2023-06-06T16:44:55.024","2023-06-06",90503,"ДТС075-РТ1000.А3.400",null,"Термопреобразователь сопротивления ДТС075-РТ1000.А3.400",3144,3772.8,"Под заказ","ДТС РТ1000","9",1000,0,1,9025900008,"Производимый",24]
["2023-06-06T16:44:55.024","2023-06-06",134435,"ДТС075-РТ1000.В3.160.МГ",null,"Термопреобразователь сопротивления ДТС075-РТ1000.В3.160.МГ",2695,3234,"Под заказ","ДТС РТ1000","9",1,0,1,9025900008,"Производимый",24]
["2023-06-06T16:44:55.024","2023-06-06",86033,"ДТС084-РТ1000.А3.60/0,2",null,"Термопреобразователь сопротивления ДТС084-РТ1000.А3.60/0,2",1824,2188.8000000000002,"Под заказ","ДТС РТ1000","12",1,0,1,9025900008,"Производимый",24]
["2023-06-06T16:44:55.024","2023-06-06",126515,"ДТС094-РТ1000.В3.250/3",null,"Термопреобразователь сопротивления ДТС094-РТ1000.В3.250/3",2100,2520,"Под заказ","ДТС РТ1000","12",1000,0,1,9025900008,"Производимый",24]
["2023-06-06T16:44:55.024","2023-06-06",65405,"ДТС094Э-РТ1000.В2.100/1",null,"Термопреобразователь сопротивления ДТС094Э-РТ1000.В2.100/1",2202,2642.4,"Под заказ","ДТС РТ1000","12",1,0,1,9025900008,"Производимый",24]
["2023-06-06T16:44:55.024","2023-06-06",82663,"ДТС104-РТ1000.В4.500/0,2",null,"Термопреобразователь сопротивления ДТС104-РТ1000.В4.500/0,2",1945,2334,"Под заказ","ДТС РТ1000","30",1000,0,1,9025900008,"Производимый",24]
["2023-06-06T16:44:55.024","2023-06-06",77409,"ДТС105-РТ1000.В2.120.G1/2",null,"Термопреобразователь сопротивления ДТС105-РТ1000.В2.120.G1/2",2525,3030,"Под заказ","ДТС РТ1000","9",1000,0,1,9025900008,"Производимый",24]
["2023-06-06T16:44:55.024","2023-06-06",58859,"ДТС105-РТ1000.В2.80",null,"Термопреобразователь сопротивления ДТС105-РТ1000.В2.80",2195,2634,"Под заказ","ДТС РТ1000","9",800,0,1,9025900008,"Производимый",24]
["2023-06-06T16:44:55.024","2023-06-06",91070,"ДТС105-РТ1000.В3.160.G1/2",null,"Термопреобразователь сопротивления ДТС105-РТ1000.В3.160.G1/2",2525,3030,"Под заказ","ДТС РТ1000","9",1000,0,1,9025900008,"Производимый",24]
["2023-06-06T16:44:55.024","2023-06-06",108282,"ДТС114-РТ1000.В3.60/20",null,"Термопреобразователь сопротивления ДТС114-РТ1000.В3.60/20",3335,4002,"Под заказ","ДТС РТ1000","12",1000,0,1,9025900008,"Производимый",24]
["2023-06-06T16:44:55.024","2023-06-06",53466,"ДТС125-РТ1000.В2.60",null,"Термопреобразователь сопротивления ДТС125-РТ1000.В2.60",1600,1920,"Стандартный","ДТС РТ1000","4",672,0,1,9025900008,"Производимый",24]
["2023-06-06T16:44:55.024","2023-06-06",113038,"ДТС134-РТ1000.В2.60/2",null,"Термопреобразователь сопротивления ДТС134-РТ1000.В2.60/2",1680,2016,"Под заказ","ДТС РТ1000","30",600,0,1,9025900008,"Производимый",24]
["2023-06-06T16:44:55.024","2023-06-06",102518,"ДТС145-РТ1000.В2.1600",null,"Термопреобразователь сопротивления ДТС145-РТ1000.В2.1600",3670,4404,"Под заказ","ДТС РТ1000","9",1,0,1,9025900008,"Производимый",24]
["2023-06-06T16:44:55.024","2023-06-06",131034,"ДТС145-РТ1000.В3.180",null,"Термопреобразователь сопротивления ДТС145-РТ1000.В3.180",2195,2634,"Под заказ","ДТС РТ1000","9",1000,0,1,9025900008,"Производимый",24]
["2023-06-06T16:44:55.024","2023-06-06",90624,"ДТС174-РТ1000.В2.320/2",null,"Термопреобразователь сопротивления ДТС174-РТ1000.В2.320/2",2865,3438,"Под заказ","ДТС РТ1000","12",300,0,1,9025900008,"Производимый",24]
["2023-06-06T16:44:55.024","2023-06-06",134429,"ДТС194-РТ1000.А3.60/1.G1/2",null,"Термопреобразователь сопротивления ДТС194-РТ1000.А3.60/1.G1/2",2178,2613.6,"Под заказ","ДТС РТ1000","12",1,0,1,9025900008,"Производимый",24]
["2023-06-06T16:44:55.024","2023-06-06",127627,"ДТС205-РТ1000.А4.180.CL40",null,"Термопреобразователь сопротивления ДТС205-РТ1000.А4.180.CL40",3900,4680,"Под заказ","ДТС РТ1000","По запросу",41,0,1,9025900008,"Производимый",24]
["2023-06-06T16:44:55.024","2023-06-06",102464,"ДТС214-РТ1000.В2.200/2",null,"Термопреобразователь сопротивления ДТС214-РТ1000.В2.200/2",1680,2016,"Под заказ","ДТС РТ1000","30",1000,0,1,9025900008,"Производимый",24]
["2023-06-06T16:44:55.024","2023-06-06",81059,"ДТС214-РТ1000.В2.60/0,4",null,"Термопреобразователь сопротивления ДТС214-РТ1000.В2.60/0,4",1299,1558.8,"Под заказ","ДТС РТ1000","30",1000,0,1,9025900008,"Производимый",24]
["2023-06-06T16:44:55.024","2023-06-06",69900,"ДТС214-РТ1000.В3.100/2",null,"Термопреобразователь сопротивления ДТС214-РТ1000.В3.100/2",1427,1712.4,"Под заказ","ДТС РТ1000","12",1,0,1,9025900008,"Производимый",24]
["2023-06-06T16:44:55.024","2023-06-06",131603,"ДТС214-РТ1000.В3.80/2",null,"Термопреобразователь сопротивления ДТС214-РТ1000.В3.80/2",1427,1712.4,"Под заказ","ДТС РТ1000","12",1000,0,1,9025900008,"Производимый",24]
["2023-06-06T16:44:55.024","2023-06-06",84255,"ДТС214-РТ1000.В4.100/1,5",null,"Термопреобразователь сопротивления ДТС214-РТ1000.В4.100/1,5",1417,1700.4,"Под заказ","ДТС РТ1000","30",1000,0,1,9025900008,"Производимый",24]
["2023-06-06T16:44:55.024","2023-06-06",68704,"ДТС224-РТ1000.В3.43/5",null,"Термопреобразователь сопротивления ДТС224-РТ1000.В3.43/5",2595,3114,"Под заказ","ДТС РТ1000","12",1000,0,1,9025900008,"Производимый",24]
["2023-06-06T16:44:55.024","2023-06-06",91867,"ДТС314-РТ1000.А4.40/1",null,"Термопреобразователь сопротивления ДТС314-РТ1000.А4.40/1",1840,2208,"Под заказ","ДТС РТ1000","12",1000,0,1,9025900008,"Производимый",24]
["2023-06-06T16:44:55.024","2023-06-06",126166,"ДТС314-РТ1000.В3.40/20",null,"Термопреобразователь сопротивления ДТС314-РТ1000.В3.40/20",6267,7520.4,"Под заказ","ДТС РТ1000","12",259,0,1,9025900008,"Производимый",24]
["2023-06-06T16:44:55.024","2023-06-06",117463,"ДТС314-РТ1000.В3.60/20",null,"Термопреобразователь сопротивления ДТС314-РТ1000.В3.60/20",6267,7520.4,"Под заказ","ДТС РТ1000","12",258,0,1,9025900008,"Производимый",24]
["2023-06-06T16:44:55.024","2023-06-06",68465,"ДТС324-РТ1000.В3.41/0,2",null,"Термопреобразователь сопротивления ДТС324-РТ1000.В3.41/0,2",2195,2634,"Под заказ","ДТС РТ1000","12",1000,0,1,9025900008,"Производимый",24]
["2023-06-06T16:44:55.024","2023-06-06",124648,"ДТС335-РТ1000.В2.630",null,"Термопреобразователь сопротивления ДТС335-РТ1000.В2.630",2620,3144,"Под заказ","ДТС РТ1000","9",241,0,1,9025900008,"Производимый",24]
["2023-06-06T16:44:55.024","2023-06-06",101179,"ДТС405Л-РТ1000.В2.120",null,"Термопреобразователь сопротивления ДТС405Л-РТ1000.В2.120",2600,3120,"Под заказ","ДТС РТ1000","12",180,0,1,9025900008,"Производимый",24]
["2023-06-06T16:44:55.024","2023-06-06",125498,"ДТС405-РТ1000.В2.160.МГ",null,"Термопреобразователь сопротивления ДТС405-РТ1000.В2.160.МГ",3100,3720,"Под заказ","ДТС РТ1000","12",600,0,1,9025900008,"Производимый",24]
["2023-06-06T16:44:55.024","2023-06-06",98677,"ДТС414-РТ1000.В3.100/5",null,"Термопреобразователь сопротивления ДТС414-РТ1000.В3.100/5",2517,3020.4,"Под заказ","ДТС РТ1000","12",1000,0,1,9025900008,"Производимый",24]
["2023-06-06T16:44:55.024","2023-06-06",82027,"ДТС414-РТ1000.В3.50/2",null,"Термопреобразователь сопротивления ДТС414-РТ1000.В3.50/2",1767,2120.4,"Под заказ","ДТС РТ1000","12",1000,0,1,9025900008,"Производимый",24]
["2023-06-06T16:44:55.024","2023-06-06",132582,"ДТС505Л-РТ1000.В2.80.G1/2",null,"Термопреобразователь сопротивления ДТС505Л-РТ1000.В2.80.G1/2",2525,3030,"Под заказ","ДТС РТ1000","9",833,0,1,9025900008,"Производимый",24]
["2023-06-06T16:44:55.024","2023-06-06",108442,"ДТС505Л-РТ1000.В3.100.G1/2",null,"Термопреобразователь сопротивления ДТС505Л-РТ1000.В3.100.G1/2",2525,3030,"Под заказ","ДТС РТ1000","9",1000,0,1,9025900008,"Производимый",24]
["2023-06-06T16:44:55.024","2023-06-06",98697,"ДТС014-РТ500.В3.25/2",null,"Термопреобразователь сопротивления ДТС014-РТ500.В3.25/2",1427,1712.4,"Под заказ","ДТС РТ500","12",171,0,1,9025900008,"Производимый",0]
["2023-06-06T16:44:55.024","2023-06-06",101412,"ДТС015-РТ500.В3.320.МГ",null,"Термопреобразователь сопротивления ДТС015-РТ500.В3.320.МГ",2820,3384,"Под заказ","ДТС РТ500","9",171,0,1,9025900008,"Производимый",24]
["2023-06-06T16:44:55.024","2023-06-06",92444,"ДТС035Л-РТ500.В4.350.МГ",null,"Термопреобразователь сопротивления ДТС035Л-РТ500.В4.350.МГ",3120,3744,"Под заказ","ДТС РТ500","9",171,0,1,9025900008,"Производимый",24]
["2023-06-06T16:44:55.024","2023-06-06",85261,"ДТС035-РТ500.В3.80",null,"Термопреобразователь сопротивления ДТС035-РТ500.В3.80",2195,2634,"Под заказ","ДТС РТ500","9",171,0,1,9025900008,"Производимый",24]
["2023-06-06T16:44:55.024","2023-06-06",119970,"ДТС054-РТ500.В3.100/1,5",null,"Термопреобразователь сопротивления ДТС054-РТ500.В3.100/1,5",1640,1968,"Под заказ","ДТС РТ500","12",171,0,1,9025900008,"Производимый",24]
["2023-06-06T16:44:55.024","2023-06-06",130969,"ДТС065-РТ500.В3.80",null,"Термопреобразователь сопротивления ДТС065-РТ500.В3.80",2195,2634,"Под заказ","ДТС РТ500","9",171,0,1,9025900008,"Производимый",24]
["2023-06-06T16:44:55.024","2023-06-06",110199,"ДТС125Л-РТ500.А4.60",null,"Термопреобразователь сопротивления ДТС125Л-РТ500.А4.60",1920,2304,"Под заказ","ДТС РТ500","4",171,0,1,9025900008,"Производимый",24]
["2023-06-06T16:44:55.024","2023-06-06",78881,"ДТС194-РТ500.В3.80/1",null,"Термопреобразователь сопротивления ДТС194-РТ500.В3.80/1",1600,1920,"Под заказ","ДТС РТ500","12",1,0,1,9025900008,"Производимый",24]
["2023-06-06T16:44:55.024","2023-06-06",74210,"ДТС314-РТ500.В2.40/0,2",null,"Термопреобразователь сопротивления ДТС314-РТ500.В2.40/0,2",1267,1520.4,"Под заказ","ДТС РТ500","12",171,0,1,9025900008,"Производимый",24]
["2023-06-06T16:44:55.024","2023-06-06",91080,"ДТС314-РТ500.В3.40/20",null,"Термопреобразователь сопротивления ДТС314-РТ500.В3.40/20",6267,7520.4,"Под заказ","ДТС РТ500","12",171,0,1,9025900008,"Производимый",24]
["2023-06-06T16:44:55.024","2023-06-06",118102,"2ТРМ1-Д.У2.КК.RS",null,"Измеритель-регулятор микропроцессорный 2ТРМ1-Д.У2.КК.RS",5750,6900,"Под заказ","2ТРМ1","7",1,0,1,9032890000,"Производимый",60]
["2023-06-06T16:44:55.024","2023-06-06",118151,"2ТРМ1-Д.У2.РТ",null,"Измеритель-регулятор микропроцессорный 2ТРМ1-Д.У2.РТ",5600,6720,"Под заказ","2ТРМ1","7",9,0,1,9032890000,"Производимый",60]
["2023-06-06T16:44:55.024","2023-06-06",118098,"2ТРМ1-Д.У2.УИ",null,"Измеритель-регулятор микропроцессорный 2ТРМ1-Д.У2.УИ",5600,6720,"Под заказ","2ТРМ1","999",9,0,1,9032890000,"Производимый",60]
["2023-06-06T16:44:55.024","2023-06-06",30770,"2ТРМ1-Н.У.ТУ",null,"Измеритель-регулятор микропроцессорный 2ТРМ1-Н.У.ТУ",9315,11178,"Под заказ","2ТРМ1","3",9,0,1,9032890000,"Производимый",60]
["2023-06-06T16:44:55.024","2023-06-06",117668,"2ТРМ1-Щ1.У2.РС",null,"Измеритель-регулятор микропроцессорный 2ТРМ1-Щ1.У2.РС",5600,6720,"Под заказ","2ТРМ1","7",1,0,1,9032890000,"Производимый",60]
["2023-06-06T16:44:55.024","2023-06-06",117691,"2ТРМ1-Щ1.У2.УР.RS",null,"Измеритель-регулятор микропроцессорный 2ТРМ1-Щ1.У2.УР.RS",5750,6900,"Под заказ","2ТРМ1","999",6,0,1,9032890000,"Производимый",60]
["2023-06-06T16:44:55.024","2023-06-06",117650,"2ТРМ1-Щ2.У2.РС",null,"Измеритель-регулятор микропроцессорный 2ТРМ1-Щ2.У2.РС",5600,6720,"Под заказ","2ТРМ1","7",15,0,1,9032890000,"Производимый",60]
["2023-06-06T16:44:55.024","2023-06-06",117676,"2ТРМ1-Щ2.У2.УК.RS",null,"Измеритель-регулятор микропроцессорный 2ТРМ1-Щ2.У2.УК.RS",5750,6900,"Под заказ","2ТРМ1","999",10,0,1,9032890000,"Производимый",60]
["2023-06-06T16:44:55.024","2023-06-06",118055,"2ТРМ1-Щ5.У2.РТ",null,"Измеритель-регулятор микропроцессорный 2ТРМ1-Щ5.У2.РТ",5600,6720,"Под заказ","2ТРМ1","7",4,0,1,9032890000,"Производимый",60]
["2023-06-06T16:44:55.024","2023-06-06",114771,"AFD-E1320.43",null,"Преобразователь частоты KIPPRIBOR AFD-E1320.43",472250,566700,"Под заказ","ПЧ KIPPRIBOR","91",0,0,1,8504409100,"Производимый",24]
["2023-06-06T16:44:55.024","2023-06-06",106445,"AFD-L075.21B",null,"Преобразователь частоты KIPPRIBOR AFD-L075.21B",27950,33540,"Под заказ","ПЧ KIPPRIBOR","91",0,0,1,8504409100,"Производимый",24]
["2023-06-06T16:44:55.024","2023-06-06",106903,"AIIS-10",null,"Лицензия АИИС Телемеханика Лайт, до 10 точек учета AIIS-10",22000,26400,"Под заказ","Телемеханика ПО","11",0,0,1,8523519101,"Производимый",24]
["2023-06-06T16:44:55.024","2023-06-06",56430,"SCADA-BASE-100",null,"Лицензия SCADA-системы Телемеханика Лайт\"Базовая\", до 100 каналов SCADA-BASE-100",37000,44400,"Под заказ","Телемеханика ПО","11",0,0,1,8523499900,"Производимый",0]
["2023-06-06T16:44:55.024","2023-06-06",133280,"UNIOPC-BASE",null,"Лицензия на универсальный OPC-сервер UNI OPС, базовая версия, неограниченное количество каналов UNIOPC-BASE",100000,120000,"Под заказ","Телемеханика ПО","11",0,0,1,8523499900,"Производимый",12]
["2023-06-06T16:44:55.024","2023-06-06",105871,"CAP30-80.20C2.U9.K",null,"Датчик емкостной CAP30-80.20C2.U9.K",7535,9042,"Под заказ","САР","91",0,0,1,8536501906,"Производимый",24]
["2023-06-06T16:44:55.024","2023-06-06",113029,"CM08-4.F30.L",null,"Коннектор CM08-4.F30.L",1344,1613,"Под заказ","CM","91",0,0,1,8536900100,"Производимый",0]
["2023-06-06T16:44:55.024","2023-06-06",94321,"DRU3-75",null,"Регулятор мощности трехфазный DRU3-75",29165,34998,"Стандартный","Meyertec DRU3","2",12,0,1,8538909200,"Производимый",12]
["2023-06-06T16:44:55.024","2023-06-06",101155,"HT-2544.ZA2","M02","Реле твердотельное 3-ф, тип HT, 25 А HT-2544.ZA2 ",3800,4560,"Стандартный","Дискретный сигнал 90…250VAC","1",20,0,1,8536500600,"Производимый",12]
["2023-06-06T16:44:55.024","2023-06-06",84021,"KIPVENT-400-FP-G3",null,"сменный фильтр (комплект 5 штук) KIPVENT-400-FP-G3",420,504,"Под заказ","Вентиляторы KIPVENT","1",8,0,1,8414900000,"Производимый",12]
["2023-06-06T16:44:55.024","2023-06-06",113064,"LA12-68.2P2.U1.E",null,"Датчик индуктивный LA12-68.2P2.U1.E",1600,1920,"Под заказ","LA","91",0,0,1,8536501906,"Производимый",0]
["2023-06-06T16:44:55.024","2023-06-06",47402,"LA18M-55.8D2.U4.K",null,"Датчик индуктивный LA18M-55.8D2.U4.K",3085,3702,"Под заказ","LA","91",0,0,1,8536501906,"Производимый",0]
["2023-06-06T16:44:55.024","2023-06-06",49294,"LA30M-80.15A2.U7.K",null,"Датчик индуктивный LA30M-80.15A2.U7.K",3415,4098,"Под заказ","LA","1",1,0,1,8536501906,"Производимый",0]
["2023-06-06T16:44:55.024","2023-06-06",98366,"LK18M-35.4D1.U4.K",null,"Датчик индуктивный LK18M-35.4D1.U4.K",2470,2964,"Под заказ","LK","91",0,0,1,8536501906,"Производимый",0]
["2023-06-06T16:44:55.024","2023-06-06",108275,"PN-10",null,"Монтажный набор PN-10",170,204,"Под заказ","LM50","1",12,0,1,8536900100,"Производимый",0]
["2023-06-06T16:44:55.024","2023-06-06",43372,"MTB2-BE11",null,"Блок-контакт, 1NO, унив. MTB2-BE11",100,120,"Стандартный","Аксессуары MT","1",2883,0,1,8536508008,"Производимый",0]
["2023-06-06T16:44:55.024","2023-06-06",90841,"MT22-S36",null,"Сигнальная LED лампа, синий, 220V AC/DC IP65 MT22-S36",127,152.4,"Стандартный","Сигнальные лампы IP65","1",65,0,1,8512200009,"Производимый",0]
["2023-06-06T16:44:55.024","2023-06-06",78722,"MT22-VM1",null,"Индикатор напряжения, 20-500V AC, белый MT22-VM1",366,439.2,"Стандартный","Цифровые индикаторы напряжения","1",30,0,1,8512200009,"Производимый",0]
["2023-06-06T16:44:55.024","2023-06-06",107366,"MT67-LED220W",null," Сигнальная лампа IP67,белая, 220В AC, MT67-LED220W ",594,712.8,"Стандартный","Сигнальные лампы","1",5,0,1,8512200009,"Производимый",24]
["2023-06-06T16:44:55.024","2023-06-06",43173,"MTB2-BW34",null,"Головка кнопки прозрачная, красный, мет. MTB2-BW34",197,236.4,"Стандартный","Компоненты металл","1",23,0,10,8536508008,"Производимый",0]
["2023-06-06T16:44:55.024","2023-06-06",58178,"MTB2-BXZ124",null,"Кнопка  грибовидная тяни-толкай, 1NC, красный, O60 мм, мет. MTB2-BXZ124",601,721.2,"Стандартный","Кнопки грибовидные","1",5,0,1,8536508008,"Производимый",0]
["2023-06-06T16:44:55.024","2023-06-06",58164,"MTB2-BPZ116",null,"Кнопка в кожухе, синяя,  1NO, мет. MTB2-BPZ116",416,499.2,"Стандартный","Кнопки с защитным кожухом","1",7,0,1,8536508008,"Производимый",0]
["2023-06-06T16:44:55.024","2023-06-06",59642,"MTB2-BW3633",null,"Кнопка грибовидная с LED подсветкой без фиксации, 220V AC/DC, 1NO, зеленый, Ø40 мм MTB2-BW3633",634,760.8,"Стандартный","Кнопки грибовидные с подсветкой","1",7,0,1,8536508008,"Производимый",0]
["2023-06-06T16:44:55.024","2023-06-06",43216,"MTB2-EA331",null,"Головка кнопки плоская с маркировкой, зеленый, знак \"I\", пласт. MTB2-EA331",82,98.4,"Стандартный","Пластиковая серия","1",9,0,1,8536508008,"Производимый",0]
["2023-06-06T16:44:55.024","2023-06-06",43493,"MTB2-ES14",null,"Головка грибовидная возврат ключом, красный, O40 мм, ключ Ronis 455, пласт. MTB2-ES14",243,291.60000000000002,"Стандартный","Пластиковая серия","1",10,0,1,8536508008,"Производимый",0]
["2023-06-06T16:44:55.024","2023-06-06",54718,"MTU-B210",null,"Мостик гребенчатый на 2-конт., 10 мм2 (уп. 10 шт.) MTU-B210",1818,2181.6,"Стандартный","Аксессуары винтовых клемм","1",2,0,1,8536901000,"Производимый",0]
["2023-06-06T16:44:55.024","2023-06-06",54714,"MTU-J1010",null,"Блок перемычек на 10-конт., 10 мм2 (уп. 10 шт.) MTU-J1010",2474,2968.8,"Стандартный","Аксессуары винтовых клемм","1",3,0,1,8547200009,"Производимый",0]
["2023-06-06T16:44:55.024","2023-06-06",91022,"MTK-FH250",null,"Нагреватель с вентилятором, 250Вт МТК-FH250",7860,9432,"Стандартный","Нагреватели","1",39,0,1,8516295000,"Производимый",0]
["2023-06-06T16:44:55.024","2023-06-06",88316,"MTS-2.5M3140",null,"Маркировка пружинных клемм 2.5 мм2, 31-40 (упак. 100 шт.) MTS-2.5M3140",358,429.6,"Стандартный","Маркировка пружинных клемм","1",24,0,1,8547200009,"Производимый",0]
["2023-06-06T16:44:55.024","2023-06-06",54757,"MTU-10M1120",null,"Маркировка клеммного ряда 11-20, ширина 10 мм (уп. 100 шт.) MTU-10M1120",389,466.8,"Стандартный","Маркировка винтовых клемм","1",2,0,1,8547200009,"Производимый",0]
["2023-06-06T16:44:55.024","2023-06-06",73232,"MTU-2.5MCTR",null,"Маркировка клеммного ряда для трехуровневых клемм, ширина 6 мм (пустая) (уп. 100 шт.) MTU-2.5MCTR",189,226.8,"Стандартный","Маркировка винтовых клемм","1",18,0,1,8547200009,"Производимый",0]
["2023-06-06T16:44:55.024","2023-06-06",54702,"MTU-6PE",null,"Клемма винтовая \"Земля\", 6 мм2 MTU-6PE",167,200.4,"Стандартный","Винтовые клеммы заземляющие","1",503,0,25,8536901000,"Производимый",0]
["2023-06-06T16:44:55.024","2023-06-06",83983,"OFM6-TR0020.2M",null,"Оптоволоконный кабель OFM6-TR0020.2M",3032,3639,"Под заказ","OFM6","1",3,0,1,8544700000,"Производимый",12]
["2023-06-06T16:44:55.024","2023-06-06",84017,"OR51-S",null,"Отражатель D51 OR51-S",650,780,"Под заказ","OK30","11",6,0,1,9030893000,"Производимый",12]
["2023-06-06T16:44:55.024","2023-06-06",129944,"PS1-30M53-10B11-K",null,"Датчик емкостной PS1-30M53-10B11-K",2100,2520,"Под заказ","PS1","1",1,0,1,8536501906,"Производимый",24]
["2023-06-06T16:44:55.024","2023-06-06",109088,"PS2-08M40-3B21-C3",null,"Датчик индуктивный PS2-08M40-3B21-C3",2013,2415.6,"Под заказ","PS2","По запросу",0,0,1,8536501906,"Производимый",24]
["2023-06-06T16:44:55.024","2023-06-06",109102,"PS2-08M40-3N41-C3",null,"Датчик индуктивный PS2-08M40-3N41-C3",1530,1836,"Под заказ","PS2","По запросу",0,0,1,8536501906,"Производимый",24]
["2023-06-06T16:44:55.024","2023-06-06",107064,"PS2-08M50-3N11-K",null,"Датчик индуктивный PS2-08M50-3N11-K",1692,2030.4,"Под заказ","PS2","26",0,0,1,8536501906,"Производимый",24]
["2023-06-06T16:44:55.024","2023-06-06",109113,"PS2-08M60-5N31-C3",null,"Датчик индуктивный PS2-08M60-5N31-C3",2013,2415.6,"Под заказ","PS2","26",0,0,1,8536501906,"Производимый",24]
["2023-06-06T16:44:55.024","2023-06-06",58915,"PS2-12M33-8N41-K",null,"Датчик индуктивный PS2-12M33-8N41-K",1433,1719.6,"Под заказ","PS2","26",0,0,1,8536501906,"Производимый",0]
["2023-06-06T16:44:55.024","2023-06-06",109151,"PS2-12M50-4N21-Z",null,"Датчик индуктивный PS2-12M50-4N21-Z",1433,1719.6,"Под заказ","PS2","26",0,0,1,8536501906,"Производимый",24]
["2023-06-06T16:44:55.024","2023-06-06",128607,"PS2-12M55-2B51-K",null,"Датчик индуктивный PS2-12M55-2B51-K",1223,1467.6,"Под заказ","PS2","26",0,0,1,8536501906,"Производимый",24]
["2023-06-06T16:44:55.024","2023-06-06",109044,"PS2-12M68-4N21-C4",null,"Датчик индуктивный PS2-12M68-4N21-C4",1080,1296,"Под заказ","PS2","26",0,0,1,8536501906,"Производимый",24]
["2023-06-06T16:44:55.024","2023-06-06",109035,"PS2-12M73-4N11-Z",null,"Датчик индуктивный PS2-12M73-4N11-Z",1010,1212,"Под заказ","PS2","По запросу",0,0,1,8536501906,"Производимый",24]
["2023-06-06T16:44:55.024","2023-06-06",100565,"PS2-12M80-10N41-B",null,"Датчик индуктивный PS2-12M80-10N41-B",2300,2760,"Под заказ","PS2","20",0,0,1,8536501906,"Производимый",24]
["2023-06-06T16:44:55.024","2023-06-06",109219,"PS2-18M45-8B21-Z",null,"Датчик индуктивный PS2-18M45-8B21-Z",1355,1626,"Под заказ","PS2","По запросу",0,0,1,8536501906,"Производимый",24]
["2023-06-06T16:44:55.024","2023-06-06",100646,"PS2-18M53-15N31-K",null,"Датчик индуктивный PS2-18M53-15N31-K",2640,3168,"Под заказ","PS2","26",0,0,1,8536501906,"Производимый",24]
["2023-06-06T16:44:55.024","2023-06-06",109200,"PS2-18M53-8N31-K",null,"Датчик индуктивный PS2-18M53-8N31-K",1498,1797.6,"Под заказ","PS2","По запросу",0,0,1,8536501906,"Производимый",24]
["2023-06-06T16:44:55.024","2023-06-06",109205,"PS2-18M68-5B41-Z",null,"Датчик индуктивный PS2-18M68-5B41-Z",1498,1797.6,"Под заказ","PS2","По запросу",0,0,1,8536501906,"Производимый",24]
["2023-06-06T16:44:55.024","2023-06-06",132093,"PS2A-30M53-10B11-Z",null,"Датчик индуктивный PS2A-30M53-10B11-Z",1458,1750,"Под заказ","PS2","1",6,0,1,8536501906,"Производимый",24]
["2023-06-06T16:44:55.024","2023-06-06",109279,"КРОНШТЕЙН PS9K-18M-5S3",null,"КРОНШТЕЙН PS9K-18M-5S3",178,213.6,"Под заказ","PS2","26",0,0,1,8536501906,"Производимый",24]
["2023-06-06T16:44:55.024","2023-06-06",38738,"PYF-144BE/3",null,"Колодка для реле PYF-144BE/3",535,642,"Стандартный","Колодки PYF","1",47,0,10,8536900100,"Производимый",12]
["2023-06-06T16:44:55.024","2023-06-06",96263,"VB2-34-45N61-К",null,"Датчик индуктивный VB2-34-45N61-К",1500,1800,"Под заказ","ВБ2","26",0,0,1,8536501906,"Производимый",0]
["2023-06-06T16:44:55.024","2023-06-06",100236,"ВБ2.12М.85.2.7.2.Z",null," Датчик индуктивный ВБ2.12М.85.2.7.2.Z",1562,1875,"Под заказ","ВБ2","20",0,0,1,8536501906,"Производимый",24]
["2023-06-06T16:44:55.024","2023-06-06",15715,"ВБ2.18М.53.5.1.1.С4",null,"Датчик индуктивный ВБ2.18М.53.5.1.1.С4",1577,1892.4,"Под заказ","ВБ2","26",0,0,1,8536501906,"Производимый",0]
["2023-06-06T16:44:55.024","2023-06-06",873,"ВБ2.18М.75.5.7.2.К",null,"Датчик индуктивный ВБ2.18М.75.5.7.2.К",1341,1609.2,"Под заказ","ВБ2","26",0,0,1,8536501906,"Производимый",0]
["2023-06-06T16:44:55.024","2023-06-06",13780,"ВБ2.18М.90.5.8.4.Z",null,"Датчик индуктивный ВБ2.18М.90.5.8.4.Z",1642,1970.4,"Под заказ","ВБ2","26",0,0,1,8536501906,"Производимый",0]
["2023-06-06T16:44:55.024","2023-06-06",40962,"ВБ2.18М.95.5.8.4.В",null,"Датчик индуктивный ВБ2.18М.95.5.8.4.В",1948,2337.6,"Под заказ","ВБ2","26",0,0,1,8536501906,"Производимый",0]
["2023-06-06T16:44:55.024","2023-06-06",100049,"ВБ2.30М.33.15.3.1.К",null," Датчик индуктивный ВБ2.30М.33.15.3.1.К",1377,1652.4,"Под заказ","ВБ2","26",0,0,1,8536501906,"Производимый",24]
["2023-06-06T16:44:55.024","2023-06-06",14908,"ВБ2.30М.60.15.2.1.С4",null,"Датчик индуктивный ВБ2.30М.60.15.2.1.С4",1498,1797.6,"Под заказ","ВБ2","26",0,0,1,8536501906,"Производимый",0]
["2023-06-06T16:44:55.024","2023-06-06",895,"ВБ2.30М.75.10.6.1.С4",null,"Датчик индуктивный ВБ2.30М.75.10.6.1.С4",1642,1970.4,"Под заказ","ВБ2","26",0,0,1,8536501906,"Производимый",0]
["2023-06-06T16:44:55.024","2023-06-06",14724,"ВБ2.30М.80.15.1.1.Z",null,"Датчик индуктивный ВБ2.30М.80.15.1.1.Z",1167,1400.4,"Под заказ","ВБ2","26",0,0,1,8536501906,"Производимый",0]
["2023-06-06T16:44:55.024","2023-06-06",17875,"ВБ2.30М.90.15.8.2.В",null,"Датчик индуктивный ВБ2.30М.90.15.8.2.В",1870,2244,"Под заказ","ВБ2","26",0,0,1,8536501906,"Производимый",0]
["2023-06-06T16:44:55.024","2023-06-06",100183,"ВБ2.33.хх.30.5.1.В",null," Датчик индуктивный ВБ2.33.хх.30.5.1.В",1915,2298,"Под заказ","ВБ2","20",0,0,1,8536501906,"Производимый",24]
["2023-06-06T16:44:55.024","2023-06-06",100206,"ВБ2.34.хх.45.4.1.С4",null," Датчик индуктивный ВБ2.34.хх.45.4.1.С4",1996,2395.1999999999998,"Под заказ","ВБ2","20",0,0,1,8536501906,"Производимый",24]
["2023-06-06T16:44:55.024","2023-06-06",100278,"ВБ2.36М.70.12.7.4.К",null," Датчик индуктивный ВБ2.36М.70.12.7.4.К",1964,2356.8000000000002,"Под заказ","ВБ2","26",0,0,1,8536501906,"Производимый",24]
["2023-06-06T16:44:55.024","2023-06-06",87247,"ВБ2.39.ХХ.15.1.1.С4",null,"Датчик индуктивный ВБ2.39.ХХ.15.1.1.С4",2174,2608.8000000000002,"Под заказ","ВБ2","26",0,0,1,8536501906,"Производимый",0]
["2023-06-06T16:44:55.024","2023-06-06",100135,"ВБ2.55.55.30.5.1.К",null," Датчик индуктивный ВБ2.55.55.30.5.1.К",1594,1912.8,"Под заказ","ВБ2","20",0,0,1,8536501906,"Производимый",24]
["2023-06-06T16:44:55.024","2023-06-06",81865,"ВБ2А.18М.80.5.2.1.Z",null,"Датчик индуктивный ВБ2А.18М.80.5.2.1.Z",1255,1506,"Под заказ","ВБ2","26",0,0,1,8536501906,"Производимый",0]
["2023-06-06T16:44:55.024","2023-06-06",108901,"ВБ2ЧТ.18М.65.8.2.1.К",null,"Датчик индуктивный ВБ2ЧТ.18М.65.8.2.1.К",2125,2550,"Под заказ","ВБ2","По запросу",0,0,1,8536501906,"Производимый",24]
["2023-06-06T16:44:55.024","2023-06-06",108933,"ВБ2ЧТ.30М.80.10.2.1.Z",null,"Датчик индуктивный ВБ2ЧТ.30М.80.10.2.1.Z",2592,3110.4,"Под заказ","ВБ2","По запросу",0,0,1,8536501906,"Производимый",24]
["2023-06-06T16:44:55.024","2023-06-06",108940,"ВБ2ЧТ.30М.80.15.4.1.Z",null,"Датчик индуктивный ВБ2ЧТ.30М.80.15.4.1.Z",2415,2898,"Под заказ","ВБ2","По запросу",0,0,1,8536501906,"Производимый",24]
["2023-06-06T16:44:55.024","2023-06-06",108954,"ВБ2ЧТ.30М.95.15.5.1.С4",null,"Датчик индуктивный ВБ2ЧТ.30М.95.15.5.1.С4",2543,3051.6,"Под заказ","ВБ2","По запросу",0,0,1,8536501906,"Производимый",24]
["2023-06-06T16:44:55.024","2023-06-06",101458,"ВБ3.12М.70.R12000.1П.1.С4",null,"Датчик оптический ВБ3.12М.70.R12000.1П.1.С4",4396,5275.2,"Под заказ","ВБ3","27",0,0,1,8536501906,"Производимый",24]
["2023-06-06T16:44:55.024","2023-06-06",17387,"ВБ3.18М.65.R16000.1П.1.К",null,"Датчик оптический ВБ3.18М.65.R16000.1П.1.К",3240,3888,"Под заказ","ВБ3","51",0,0,1,8536501906,"Производимый",0]
["2023-06-06T16:44:55.024","2023-06-06",101485,"ВБ3.18М.80.R4000.1П.1.С4",null,"Датчик оптический ВБ3.18М.80.R4000.1П.1.С4",3010,3612,"Под заказ","ВБ3","1",5,0,1,8536501906,"Производимый",24]
["2023-06-06T16:44:55.024","2023-06-06",103007,"ВБ3.65-240-20-12.T/R6000.1.1.С4",null,"Датчик оптический ВБ3.65-240-20-12.T/R6000.1.1.С4",36680,44016,"Под заказ","ВБ3","51",0,0,1,8536501906,"Производимый",0]
["2023-06-06T16:44:55.024","2023-06-06",101696,"ВБ3С.18М.65.TR100.5.1.К/С18.41",null,"Датчик оптический ВБ3С.18М.65.TR100.5.1.К/С18.41",4998,5997.6,"Под заказ","ВБ3","27",0,0,1,8536501906,"Производимый",24]
["2023-06-06T16:44:55.024","2023-06-06",101532,"ВБ3С.18М.65.TR200.5.1.К",null,"Датчик оптический ВБ3С.18М.65.TR200.5.1.К",4468,5361.6,"Под заказ","ВБ3","26",0,0,1,8536501906,"Производимый",24]
["2023-06-06T16:44:55.024","2023-06-06",70894,"ВБ3С.18М.65.TR200.5.1.К/С18",null,"Датчик оптический ВБ3С.18М.65.TR200.5.1.К/С18",4820,5784,"Под заказ","ВБ3","27",0,0,1,8536501906,"Производимый",0]
["2023-06-06T16:44:55.024","2023-06-06",101728,"ВБ3С.18М.65.TR400.1П.1.К.41",null,"Датчик оптический ВБ3С.18М.65.TR400.1П.1.К.41",3682,4418.3999999999996,"Под заказ","ВБ3","27",0,0,1,8536501906,"Производимый",24]
["2023-06-06T16:44:55.024","2023-06-06",71686,"ВБ3С.18М.65.TRL100.6.1.К",null,"Датчик оптический ВБ3С.18М.65.TRL100.6.1.К",4830,5796,"Под заказ","ВБ3","1",3,0,1,8536501906,"Производимый",0]
["2023-06-06T16:44:55.024","2023-06-06",101980,"ВБ3С.18М.65.TRL2500.5.1.К.41",null,"Датчик оптический ВБ3С.18М.65.TRL2500.5.1.К.41",6608,7929.6,"Под заказ","ВБ3","27",0,0,1,8536501906,"Производимый",24]
["2023-06-06T16:44:55.024","2023-06-06",101541,"ВБ3С.18М.80.TR100.6.1.Z",null,"Датчик оптический ВБ3С.18М.80.TR100.6.1.Z",4467,5360.4,"Под заказ","ВБ3","27",0,0,1,8536501906,"Производимый",24]
["2023-06-06T16:44:55.024","2023-06-06",101761,"ВБ3С.18М.80.TR400.2П.1.Z.41",null,"Датчик оптический ВБ3С.18М.80.TR400.2П.1.Z.41",3682,4418.3999999999996,"Под заказ","ВБ3","27",0,0,1,8536501906,"Производимый",24]
["2023-06-06T16:44:55.024","2023-06-06",101973,"ВБ3С.18М.80.TRL2500.2П.1.Z",null,"Датчик оптический ВБ3С.18М.80.TRL2500.2П.1.Z",5222,6266.4,"Под заказ","ВБ3","27",0,0,1,8536501906,"Производимый",24]
["2023-06-06T16:44:55.024","2023-06-06",101804,"ВБ3С.18М.90.TR1000.1П.1.В.41",null,"Датчик оптический ВБ3С.18М.90.TR1000.1П.1.В.41",4256,5107.2,"Под заказ","ВБ3","27",0,0,1,8536501906,"Производимый",24]
["2023-06-06T16:44:55.024","2023-06-06",101567,"ВБ3С.18М.90.TR2000.6.1.В",null,"Датчик оптический ВБ3С.18М.90.TR2000.6.1.В",4718,5661.6,"Под заказ","ВБ3","27",0,0,1,8536501906,"Производимый",24]
["2023-06-06T16:44:55.024","2023-06-06",101969,"ВБ3С.18М.90.TRL2500.6.1.В",null,"Датчик оптический ВБ3С.18М.90.TRL2500.6.1.В",6720,8064,"Под заказ","ВБ3","27",0,0,1,8536501906,"Производимый",24]
["2023-06-06T16:44:55.024","2023-06-06",19160,"ВБ3С.18М.90.TRL5000.6.1.В",null,"Датчик оптический ВБ3С.18М.90.TRL5000.6.1.В",6552,7862.4,"Под заказ","ВБ3","51",0,0,1,8536501906,"Производимый",0]
["2023-06-06T16:44:55.024","2023-06-06",102080,"ВБ3С.48.ХХ.TR400.56П.1.К",null,"Датчик оптический ВБ3С.48.ХХ.TR400.56П.1.К",4942,5930.4,"Под заказ","ВБ3","27",0,0,1,8536501906,"Производимый",24]
["2023-06-06T16:44:55.024","2023-06-06",102306,"ВБ3С.48.ХХ.TRL2500.1П.1.К.41",null,"Датчик оптический ВБ3С.48.ХХ.TRL2500.1П.1.К.41",6200,7440,"Под заказ","ВБ3","27",0,0,1,8536501906,"Производимый",24]
["2023-06-06T16:44:55.024","2023-06-06",102204,"ВБ3СТ.48.ХХ.TR100.1П.1.С4",null,"Датчик оптический ВБ3СТ.48.ХХ.TR100.1П.1.С4",4312,5174.3999999999996,"Под заказ","ВБ3","27",0,0,1,8536501906,"Производимый",24]
["2023-06-06T16:44:55.024","2023-06-06",102249,"ВБ3СТ0.48.ХХ.TR2000.1П.1.С4",null,"Датчик оптический ВБ3СТ0.48.ХХ.TR2000.1П.1.С4",4312,5174.3999999999996,"Под заказ","ВБ3","27",0,0,1,8536501906,"Производимый",24]
["2023-06-06T16:44:55.024","2023-06-06",102327,"ВБ3СТ0.48.ХХ.TRL5000.2П.1.К",null,"Датчик оптический ВБ3СТ0.48.ХХ.TRL5000.2П.1.К",6200,7440,"Под заказ","ВБ3","27",0,0,1,8536501906,"Производимый",24]
["2023-06-06T16:44:55.024","2023-06-06",102195,"ВБ3ФС.48.ХХ.TR1000.2.1.С4",null,"Датчик оптический ВБ3ФС.48.ХХ.TR1000.2.1.С4",4709,5650.8,"Под заказ","ВБ3","27",0,0,1,8536501906,"Производимый",24]
["2023-06-06T16:44:55.024","2023-06-06",62958,"VENT-12025.220VAC.5MSHB",null,"Вентилятор для охлаждения радиатора ТТР VENT-12025.220VAC.5MSHB",1802,2163,"Под заказ","Вентиляторы VENT","1",15,0,1,8414598000,"Производимый",24]
["2023-06-06T16:44:55.024","2023-06-06",117232,"ЛИСТОВКА ОВЕН ПБР",null,"Листовка ОВЕН ПБР",4660,5592,"Под заказ","Рекламная полиграфия","10",1,0,1,4901100000,"Производимый",0]
["2023-06-06T16:44:55.024","2023-06-06",30549,"АНТ-3",null,"GSM-антенна АНТ-3",1000,1200,"Стандартный","АНТ-3","3",13,0,1,8517711900,"Производимый",0]
["2023-06-06T16:44:55.024","2023-06-06",54200,"Б.П.1.20Х1,5.50.2",null,"Бобышка прямая Б.П.1.20Х1,5.50.2",1065,1278,"Стандартный","Бобышки","3",501,0,1,7318190008,"Производимый",12]
["2023-06-06T16:44:55.024","2023-06-06",57439,"Б.П.1.27Х1,5.40.2",null,"Бобышка прямая Б.П.1.27Х1,5.40.2",1065,1278,"Под заказ","Бобышки","3",1,0,1,7318190008,"Производимый",12]
["2023-06-06T16:44:55.024","2023-06-06",88369,"Б.П.1.27Х2.55.2",null,"Бобышка прямая Б.П.1.27Х2.55.2",1270,1524,"Под заказ","Бобышки","3",1,0,1,7318190008,"Производимый",12]
["2023-06-06T16:44:55.024","2023-06-06",54377,"Б.П.1.G1/2.30.2",null,"Бобышка прямая Б.П.1.G1/2.30.2",880,1056,"Под заказ","Бобышки","3",803,0,1,7318190008,"Производимый",12]
["2023-06-06T16:44:55.024","2023-06-06",60818,"Б.П.1.G1/4.40.2",null,"Бобышка прямая Б.П.1.G1/4.40.2",1170,1404,"Стандартный","Бобышки","3",76,0,1,7318190008,"Производимый",12]
["2023-06-06T16:44:55.024","2023-06-06",53113,"Б.П.1.R1/2.55.2",null,"Бобышка прямая Б.П.1.R1/2.55.2",1350,1620,"Под заказ","Бобышки","3",457,0,1,7318190008,"Производимый",12]
["2023-06-06T16:44:55.024","2023-06-06",64825,"Б.П.2.20Х1,5.90.2",null,"Бобышка прямая Б.П.2.20Х1,5.90.2",1450,1740,"Под заказ","Бобышки","3",1,0,1,7318190008,"Производимый",12]
["2023-06-06T16:44:55.024","2023-06-06",109679,"Б.П.3.16Х1,5.20.2",null,"Бобышка прямая Б.П.3.16Х1,5.20.2",1065,1278,"Под заказ","Бобышки","3",100,0,1,7318190008,"Производимый",12]
["2023-06-06T16:44:55.024","2023-06-06",88386,"Б.П.4.G1/2.50.1",null,"Бобышка прямая Б.П.4.G1/2.50.1",1180,1416,"Под заказ","Бобышки","3",67,0,1,7318190008,"Производимый",12]
["2023-06-06T16:44:55.024","2023-06-06",39408,"Б.У.1.20Х1,5.40.1",null,"Бобышка угловая Б.У.1.20Х1,5.40.1",510,612,"Стандартный","Бобышки","3",59,0,1,7318190008,"Производимый",12]
["2023-06-06T16:44:55.024","2023-06-06",113018,"Б.У.1.G1/2.55.2",null,"Бобышка угловая Б.У.1.G1/2.55.2",1170,1404,"Под заказ","Бобышки","3",457,0,1,7318190008,"Производимый",12]
["2023-06-06T16:44:55.024","2023-06-06",70365,"БП14Б-Д4.4-24","М04","Блок питания БП14Б-Д4.4-24",5100,6120,"Стандартный","БП14","25",26,0,1,8504408300,"Производимый",24]
["2023-06-06T16:44:55.024","2023-06-06",102821,"БП60А-24С",null,"Блок питания БП60А-24С",6400,7680,"Под заказ","БП60А","3",35,0,1,8504408300,"Производимый",24]
["2023-06-06T16:44:55.024","2023-06-06",85561,"ДЕРЖАТЕЛЬ ТЕЛЕФОНА АВТОМОБИЛЬНЫЙ ОВЕН",null,"Держатель телефона автомобильный ОВЕН",150,180,"Под заказ","Сувенирная продукция","10",1,0,1,3926909709,"Производимый",0]
["2023-06-06T16:44:55.024","2023-06-06",67107,"ВБ1.18М.90.5.1.1.В",null,"Датчик емкостной ВБ1.18М.90.5.1.1.В",2390,2868,"Под заказ","ВБ1","26",0,0,1,8536501906,"Производимый",0]
["2023-06-06T16:44:55.024","2023-06-06",99909,"ВБ1У.G3/4.80.3.3.1.Z",null," Датчик емкостной ВБ1У.G3/4.80.3.3.1.Z",1890,2268,"Под заказ","ВБ1","26",0,0,1,8536501906,"Производимый",24]
["2023-06-06T16:44:55.024","2023-06-06",65914,"ВИЛКА СТАНДАРТ, ТИП К",null,"Вилка стандарт, тип К ",1520,1824,"Стандартный","Вилка","2",52,0,1,8536900100,"Производимый",0]
["2023-06-06T16:44:55.024","2023-06-06",103571,"ГЗ.16.0.3.120",null,"Гильза защитная ГЗ.16.0.3.120",1400,1680,"Под заказ","Гильзы","3",550,0,1,7326909807,"Производимый",12]
["2023-06-06T16:44:55.024","2023-06-06",131725,"ГЗ.16.1.1.340",null,"Гильза защитная ГЗ.16.1.1.340",1500,1800,"Под заказ","Гильзы","3",1,0,1,7326909807,"Производимый",12]
["2023-06-06T16:44:55.024","2023-06-06",131730,"ГЗ.16.1.1.460",null,"Гильза защитная ГЗ.16.1.1.460",1550,1860,"Под заказ","Гильзы","3",1,0,1,7326909807,"Производимый",12]
["2023-06-06T16:44:55.024","2023-06-06",63779,"ГЗ.16.1.3.150",null,"Гильза защитная ГЗ.16.1.3.150",1400,1680,"Под заказ","Гильзы","3",876,0,1,7326909807,"Производимый",12]
["2023-06-06T16:44:55.024","2023-06-06",86984,"ГЗ.16.1.7.120",null,"Гильза защитная ГЗ.16.1.7.120",1900,2280,"Под заказ","Гильзы","3",876,0,1,7326909807,"Производимый",12]
["2023-06-06T16:44:55.024","2023-06-06",39721,"ГЗ.16.2.1.400",null,"Гильза защитная ГЗ.16.2.1.400",2350,2820,"Под заказ","Гильзы","3",131,0,1,7326909807,"Производимый",12]
["2023-06-06T16:44:55.024","2023-06-06",48953,"ГЗ.16.3.1.2000",null,"Гильза защитная ГЗ.16.3.1.2000",2600,3120,"Под заказ","Гильзы","3",79,0,1,7326909807,"Производимый",12]
["2023-06-06T16:44:55.024","2023-06-06",105498,"ГЗ.16.3.3.45",null,"Гильза защитная ГЗ.16.3.3.45",1300,1560,"Стандартный","Гильзы","3",876,0,1,7326909807,"Производимый",12]
["2023-06-06T16:44:55.024","2023-06-06",96805,"ГЗ.16.3.4.400",null,"Гильза защитная ГЗ.16.3.4.400",1500,1800,"Под заказ","Гильзы","3",1,0,1,7326909807,"Производимый",12]
["2023-06-06T16:44:55.024","2023-06-06",87070,"ГЗ.16.3.7.1250",null,"Гильза защитная ГЗ.16.3.7.1250",2100,2520,"Под заказ","Гильзы","3",1,0,1,7326909807,"Производимый",12]
["2023-06-06T16:44:55.024","2023-06-06",106159,"ГЗ.16.4.1.800",null,"Гильза защитная ГЗ.16.4.1.800",1800,2160,"Под заказ","Гильзы","3",1,0,1,7326909807,"Производимый",12]
["2023-06-06T16:44:55.024","2023-06-06",45226,"ГЗ.16.5.1.400",null,"Гильза защитная ГЗ.16.5.1.400",2150,2580,"Под заказ","Гильзы","3",49,0,1,7326909807,"Производимый",12]
["2023-06-06T16:44:55.024","2023-06-06",136093,"ГЗ.25.0.1.800",null,"Гильза защитная ГЗ.25.0.1.800",3200,3840,"Под заказ","Гильзы","3",1,0,1,7326909807,"Производимый",12]
["2023-06-06T16:44:55.024","2023-06-06",126392,"ГЗ.25.1.1.1800",null,"Гильза защитная ГЗ.25.1.1.1800",3600,4320,"Под заказ","Гильзы","3",31,0,1,7326909807,"Производимый",12]
["2023-06-06T16:44:55.024","2023-06-06",131754,"ГЗ.25.1.1.480",null,"Гильза защитная ГЗ.25.1.1.480",1800,2160,"Под заказ","Гильзы","3",1,0,1,7326909807,"Производимый",12]
["2023-06-06T16:44:55.024","2023-06-06",9809,"ГЗ.25.2.1.1250",null,"Гильза защитная ГЗ.25.2.1.1250",3400,4080,"Под заказ","Гильзы","3",45,0,1,7326909807,"Производимый",12]
["2023-06-06T16:44:55.024","2023-06-06",107398,"ГЗ.25.2.2.2000",null,"Гильза защитная ГЗ.25.2.2.2000",4200,5040,"Под заказ","Гильзы","3",28,0,1,7326909807,"Производимый",12]
["2023-06-06T16:44:55.024","2023-06-06",44284,"ГЗ.25.3.1.1250",null,"Гильза защитная ГЗ.25.3.1.1250",2500,3000,"Под заказ","Гильзы","3",45,0,1,7326909807,"Производимый",12]
["2023-06-06T16:44:55.024","2023-06-06",36756,"ГЗ.25.5.1.200",null,"Гильза защитная ГЗ.25.5.1.200",2200,2640,"Под заказ","Гильзы","3",41,0,1,7326909807,"Производимый",12]
["2023-06-06T16:44:55.024","2023-06-06",77748,"ГЗ.25.6.1.90",null,"Гильза защитная ГЗ.25.6.1.90",2100,2520,"Под заказ","Гильзы","3",131,0,1,7326909807,"Производимый",12]
["2023-06-06T16:44:55.024","2023-06-06",134831,"ГЗ.6,3.С.5.Б.1.10.250",null,"Гильза защитная ГЗ.6,3.С.5.Б.1.10.250",1100,1320,"Под заказ","Гильзы","По запросу",1,0,1,7326909807,"Производимый",12]
["2023-06-06T16:44:55.024","2023-06-06",135338,"ГЗ.6,3.С.5.Н.1.4.50",null,"Гильза защитная ГЗ.6,3.С.5.Н.1.4.50",1150,1380,"Под заказ","Гильзы","По запросу",1,0,1,7326909807,"Производимый",12]
["2023-06-06T16:44:55.024","2023-06-06",134852,"ГЗ.6,3.С.6.Б.3.10.180",null,"Гильза защитная ГЗ.6,3.С.6.Б.3.10.180",1100,1320,"Под заказ","Гильзы","По запросу",1,0,1,7326909807,"Производимый",12]
["2023-06-06T16:44:55.024","2023-06-06",134919,"ГЗ.6,3.С.6.Н.1.1.60",null,"Гильза защитная ГЗ.6,3.С.6.Н.1.1.60",1150,1380,"Под заказ","Гильзы","По запросу",1,0,1,7326909807,"Производимый",12]
["2023-06-06T16:44:55.024","2023-06-06",134948,"ГЗ.6,3.С.6.Н.3.1.200",null,"Гильза защитная ГЗ.6,3.С.6.Н.3.1.200",1250,1500,"Под заказ","Гильзы","По запросу",1,0,1,7326909807,"Производимый",12]
["2023-06-06T16:44:55.024","2023-06-06",136325,"ГЗ.6,3.С.6.П.1.3.120",null,"ГЗ.6,3.С.6.П.1.3.120",1150,1380,"Под заказ","Гильзы","По запросу",1,0,1,7326909807,"Производимый",12]
["2023-06-06T16:44:55.024","2023-06-06",134888,"ГЗ.6,3.С.6.П.3.1.80",null,"Гильза защитная ГЗ.6,3.С.6.П.3.1.80",1150,1380,"Под заказ","Гильзы","По запросу",1,0,1,7326909807,"Производимый",12]
["2023-06-06T16:44:55.024","2023-06-06",14357,"ДКТL011-0,7",null,"Кабель термопарный ДКТL011-0,7",350,420,"Стандартный","ДКТL, ДКТК","3",563,0,1,8544499101,"Производимый",12]
["2023-06-06T16:44:55.024","2023-06-06",88876,"ДТПJ234-09.100/20,0К.1",null,"Преобразователь термоэлектрический ДТПJ234-09.100/20,0К.1",10820,12984,"Под заказ","ДТПJ","6",4,0,1,9025900008,"Производимый",24]
["2023-06-06T16:44:55.024","2023-06-06",102497,"ДТПJ234-09.40/1,0К.1",null,"Преобразователь термоэлектрический ДТПJ234-09.40/1,0К.1",2745,3294,"Под заказ","ДТПJ","6",10,0,1,9025900008,"Производимый",24]
["2023-06-06T16:44:55.024","2023-06-06",115983,"ДТПJ234-19.30/1,5С.1",null,"Преобразователь термоэлектрический ДТПJ234-19.30/1,5С.1",2958,3549.6,"Под заказ","ДТПJ","45",10,0,1,9025900008,"Производимый",24]
["2023-06-06T16:44:55.024","2023-06-06",97308,"ДТПJ285-0706.500.1",null,"Преобразователь термоэлектрический ДТПJ285-0706.500.1",2870,3444,"Под заказ","ДТПJ","6",20,0,1,9025900008,"Производимый",24]
["2023-06-06T16:44:55.024","2023-06-06",95928,"ДТПJ344-07.120/2,0С.1",null,"Преобразователь термоэлектрический  ДТПJ344-07.120/2,0С.1",2620,3144,"Под заказ","ДТПJ","6",1,0,1,9025900008,"Производимый",24]
["2023-06-06T16:44:55.024","2023-06-06",111823,"ДТПJ344-07.150/8,0К.1",null,"Преобразователь термоэлектрический ДТПJ344-07.150/8,0К.1",5170,6204,"Под заказ","ДТПJ","6",9,0,1,9025900008,"Производимый",24]
["2023-06-06T16:44:55.024","2023-06-06",126538,"ДТПJ344-07.260/2,0С.1",null,"Преобразователь термоэлектрический ДТПJ344-07.260/2,0С.1",3370,4044,"Под заказ","ДТПJ","45",35,0,1,9025900008,"Производимый",24]
["2023-06-06T16:44:55.024","2023-06-06",74498,"ДТПJ344-17.60/0,5К.1",null,"Преобразователь термоэлектрический ДТПJ344-17.60/0,5К.1",1983,2379.6,"Под заказ","ДТПJ","6",1,0,1,9025900008,"Производимый",24]
["2023-06-06T16:44:55.024","2023-06-06",97270,"ДТПJ365-1716.100.1",null,"Преобразователь термоэлектрический ДТПJ365-1716.100.1",8610,10332,"Под заказ","ДТПJ","6",58,0,1,9025900008,"Производимый",24]
["2023-06-06T16:44:55.024","2023-06-06",90207,"ДТПJ444-09.110/0,3С.1",null,"Преобразователь термоэлектрический ДТПJ444-09.110/0,3C.1",1898,2277.6,"Под заказ","ДТПJ","45",47,0,1,9025900008,"Производимый",24]
["2023-06-06T16:44:55.024","2023-06-06",119458,"ДТПJ444-09.350/1,0К.1",null,"Преобразователь термоэлектрический ДТПJ444-09.350/1,0К.1",2945,3534,"Под заказ","ДТПJ","По запросу",1,0,1,9025900008,"Производимый",24]
["2023-06-06T16:44:55.024","2023-06-06",96393,"ДТПJ444-09.60/2,0К.1",null,"Преобразователь термоэлектрический  ДТПJ444-09.60/2,0К.1",2620,3144,"Под заказ","ДТПJ","6",35,0,1,9025900008,"Производимый",24]
["2023-06-06T16:44:55.024","2023-06-06",89365,"ДТПJ464-07.50/3,5К.1",null,"Преобразователь термоэлектрический ДТПJ464-07.50/3,5К.1",3808,4569.6000000000004,"Под заказ","ДТПJ","6",4,0,1,9025900008,"Производимый",24]
["2023-06-06T16:44:55.024","2023-06-06",93258,"ДТПJ464-17.100/20,0К.1",null,"Преобразователь термоэлектрический ДТПJ464-17.100/20,0К.1",10820,12984,"Под заказ","ДТПJ","6",4,0,1,9025900008,"Производимый",24]
["2023-06-06T16:44:55.024","2023-06-06",115326,"ДТПN285Д-0918.150.1,0.И.ЕХD-Т6","9","Преобразователь термоэлектрический (0...+600 С) ДТПN285Д-0918.150.1,0.И.ЕХD-Т6",19495,23394,"Под заказ","ДТП.И.Еxd","6",1,0,1,9025900008,"Производимый",24]
["2023-06-06T16:44:55.024","2023-06-06",110000,"ДТПК035Д-0110.250.1,0.И.ЕХD-Т6","8","Преобразователь термоэлектрический (0...+400 С) ДТПК035Д-0110.250.1,0.И.ЕХD-Т6",16455,19746,"Под заказ","ДТП.И.Еxd","4",200,0,1,9025900008,"Производимый",24]
["2023-06-06T16:44:55.024","2023-06-06",78332,"ДТПК045Д-0110.120.1,0.И.ЕХD-Т6","9","Преобразователь термоэлектрический (0...+600 С) ДТПК045Д-0110.120.1,0.И.ЕХD-Т6",16080,19296,"Под заказ","ДТП.И.Еxd","4",294,0,1,9025900008,"Производимый",24]
["2023-06-06T16:44:55.024","2023-06-06",91348,"ДТПК045Д-0111.250.1,0.И.ЕХD-Т6","10","Преобразователь термоэлектрический (-40...+800 С) ДТПК045Д-0111.250.1,0.И.ЕХD-Т6",18440,22128,"Под заказ","ДТП.И.Еxd","По запросу",1,0,1,9025900008,"Производимый",24]
["2023-06-06T16:44:55.024","2023-06-06",126760,"ДТПК095Д-0110.120.1,0.И.ЕХD-Т6","10","Преобразователь термоэлектрический (-40...+800 С) ДТПК095Д-0110.120.1,0.И.ЕХD-Т6",16080,19296,"Под заказ","ДТП.И.Еxd","4",294,0,1,9025900008,"Производимый",24]
["2023-06-06T16:44:55.024","2023-06-06",84137,"ДТПК285Д-0915.5080.1,0.И.ЕХD-Т6","10","Преобразователь термоэлектрический (-40...+800 С) ДТПК285Д-0915.5080.1,0.И.ЕХD-Т6",22406,26887.200000000001,"Под заказ","ДТП.И.Еxd","По запросу",1,0,1,9025900008,"Производимый",24]
["2023-06-06T16:44:55.024","2023-06-06",126360,"ДТПJ285Д-0916.60.1,0.И.ЕХD-Т6","28","Преобразователь термоэлектрический (-40...+750 С, НАRT) ДТПJ285Д-0916.60.1,0.И.ЕХD-Т6",18355,22026,"Под заказ","ДТП.И.Еxd.HART","По запросу",1,0,1,9025900008,"Производимый",24]
["2023-06-06T16:44:55.024","2023-06-06",83859,"ДТПК045Д-0111.200.1,0.И.ЕХD-Т6","10Н","Преобразователь термоэлектрический (-40...+800 С, НАRT) ДТПК045Д-0111.200.1,0.И.ЕХD-Т6",36280,43536,"Под заказ","ДТП.И.Еxd.HART","999",1,0,1,9025900008,"Производимый",24]
["2023-06-06T16:44:55.024","2023-06-06",102433,"ДТПN275Е-0918.1500.1,0.И.ЕХI-Т6","18Н","Преобразователь термоэлектрический (-40...+1250 С, НАRТ) ДТПN275Е-0918.1500.1,0.И.ЕХI-T6",51260,61512,"Под заказ","ДТП.И.Exi","999",7,0,1,9025900008,"Производимый",24]
["2023-06-06T16:44:55.024","2023-06-06",78139,"ДТПК015Е-0110.200.1,0.И.ЕХI-Т6","9Н","Преобразователь термоэлектрический (0...+600 С, НАRT) ДТПК015Е-0110.200.1,0.И.ЕХI-Т6",33750,40500,"Под заказ","ДТП.И.Exi","По запросу",1,0,1,9025900008,"Производимый",24]
["2023-06-06T16:44:55.024","2023-06-06",78241,"ДТПК035Е-0110.250.1,0.И.ЕХI-Т6","9Н","Преобразователь термоэлектрический (0...+600 С, НАRT) ДТПК035Е-0110.250.1,0.И.ЕХI-Т6",34345,41214,"Под заказ","ДТП.И.Exi","999",1,0,1,9025900008,"Производимый",24]
["2023-06-06T16:44:55.024","2023-06-06",78495,"ДТПК065Е-0110.120.1,0.И.ЕХI-Т6","11Н","Преобразователь термоэлектрический (0...+800 С, НАRT) ДТПК065Е-0110.120.1,0.И.ЕХI-Т6",33965,40758,"Под заказ","ДТП.И.Exi","999",1,0,1,9025900008,"Производимый",24]
["2023-06-06T16:44:55.024","2023-06-06",130679,"ДТПК075Е-0110.120.1,0.И.ЕХI-Т6","7Н","Преобразователь термоэлектрический (-40...+600 С, НАRT) ДТПК075Е-0110.120.1,0.И.ЕХI-Т6",33965,40758,"Под заказ","ДТП.И.Exi","999",1,0,1,9025900008,"Производимый",24]
["2023-06-06T16:44:55.024","2023-06-06",78701,"ДТПК265Е-0110.80.1,0.И.ЕХI-Т6","10Н","Преобразователь термоэлектрический (-40...+800 С, НАRT) ДТПК265Е-0110.80.1,0.И.ЕХI-Т6",33965,40758,"Под заказ","ДТП.И.Exi","999",1,0,1,9025900008,"Производимый",24]
["2023-06-06T16:44:55.024","2023-06-06",98083,"ДТПJ365М-0906.500.1,0.И","8","Преобразователь термоэлектрический (0...+400 С) ДТПJ365М-0906.500.1,0.И",8600,10320,"Под заказ","ДТП.И","6",10,0,1,9025192000,"Производимый",24]
["2023-06-06T16:44:55.024","2023-06-06",110205,"ДТПL015М-0110.700.1,0.И","7","Преобразователь термоэлектрический (-40...+600 С) ДТПL015М-0110.700.1,0.И",7765,9318,"Под заказ","ДТП.И","4",280,0,1,9025900008,"Производимый",24]
["2023-06-06T16:44:55.024","2023-06-06",129695,"ДТПL025М-0110.800.1,0.И","7","Преобразователь термоэлектрический (-40...+600 С) ДТПL025М-0110.800.1,0.И",7765,9318,"Под заказ","ДТП.И","4",246,0,1,9025900008,"Производимый",24]
["2023-06-06T16:44:55.024","2023-06-06",92097,"ДТПL035М-0110.120.1,0.И","8","Преобразователь термоэлектрический (0...+400 С) ДТПL035М-0110.120.1,0.И",7530,9036,"Под заказ","ДТП.И","4",587,0,1,9025900008,"Производимый",24]
["2023-06-06T16:44:55.024","2023-06-06",103701,"ДТПL035МЭ-0110.60.1,0.И","9","Преобразователь термоэлектрический (0...+600 С) ДТПL035МЭ-0110.60.1,0.И",7530,9036,"Под заказ","ДТП.И","4",802,0,1,9025900008,"Производимый",24]
["2023-06-06T16:44:55.024","2023-06-06",86100,"ДТПL045М-0110.150.1,0.И","7","Преобразователь термоэлектрический (-40...+600 С) ДТПL045М-0110.150.1,0.И",7530,9036,"Под заказ","ДТП.И","4",283,0,1,9025900008,"Производимый",24]
["2023-06-06T16:44:55.024","2023-06-06",87052,"ДТПL065М-0100.1000.1,0.И","7","Преобразователь термоэлектрический (-40...+600 С) ДТПL065М-0100.1000.1,0.И",7305,8766,"Под заказ","ДТП.И","По запросу",1,0,1,9025900008,"Производимый",24]
["2023-06-06T16:44:55.024","2023-06-06",119243,"ДТПL075М-0100.100.1,0.И","8","Преобразователь термоэлектрический (0...+400 С) ДТПL075М-0100.100.1,0.И",6380,7656,"Под заказ","ДТП.И","4",869,0,1,9025900008,"Производимый",24]
["2023-06-06T16:44:55.024","2023-06-06",109649,"ДТПL085М-0100.60.1,0.И","7","Преобразователь термоэлектрический (-40...+600 С) ДТПL085М-0100.60.1,0.И",6380,7656,"Под заказ","ДТП.И","4",418,0,1,9025900008,"Производимый",24]
["2023-06-06T16:44:55.024","2023-06-06",118845,"ДТПL105М-0100.100.1,0.И","9","Преобразователь термоэлектрический (0...+600 С) ДТПL105М-0100.100.1,0.И",6380,7656,"Под заказ","ДТП.И","4",869,0,1,9025900008,"Производимый",24]
["2023-06-06T16:44:55.024","2023-06-06",97821,"ДТПL185М-0100.100.1,0.И","7","Преобразователь термоэлектрический (-40...+600 С) ДТПL185М-0100.100.1,0.И",6380,7656,"Под заказ","ДТП.И","4",334,0,1,9025900008,"Производимый",24]
["2023-06-06T16:44:55.024","2023-06-06",88837,"ДТПL275М-0710.200.1,0.И","7","Преобразователь термоэлектрический (-40...+600 С) ДТПL275М-0710.200.1,0.И ",9025,10830,"Под заказ","ДТП.И","6",59,0,1,9025900008,"Производимый",60]
["2023-06-06T16:44:55.024","2023-06-06",134566,"ДТПL285М-0710.6000.1,0.И","9","Преобразователь термоэлектрический (0…+600 С) ДТПL285М-0710.6000.1,0.И",16454,19744.8,"Под заказ","ДТП.И","6",8,0,1,9025900008,"Производимый",24]
["2023-06-06T16:44:55.024","2023-06-06",132247,"ДТПL365М-0710.3500.1,0.И","7","Преобразователь термоэлектрический (-40…+600 С) ДТПL365М-0710.3500.1,0.И",22034,26440.799999999999,"Под заказ","ДТП.И","6",13,0,1,9025900008,"Производимый",24]
["2023-06-06T16:44:55.024","2023-06-06",104369,"ДТПN285М-0908.100.1,0.И","18","Преобразователь термоэлектрический (-40...1250 С) ДТПN285М-0908.100.1,0.И",11260,13512,"Под заказ","ДТП.И","По запросу",1,0,1,9025192000,"Производимый",24]
["2023-06-06T16:44:55.024","2023-06-06",111456,"ДТПN285М-0918.160.1,0.И","19","Преобразователь термоэлектрический (0...+900 С) ДТПN285М-0918.160.1,0.И",11260,13512,"Под заказ","ДТП.И","6",134,0,1,9025192000,"Производимый",24]
["2023-06-06T16:44:55.024","2023-06-06",111438,"ДТПN285М-0918.500.1,0.И","23","Преобразователь термоэлектрический (0...+1200 С) ДТПN285М-0918.500.1,0.И",16195,19434,"Под заказ","ДТП.И","По запросу",1,0,1,9025192000,"Производимый",24]
["2023-06-06T16:44:55.024","2023-06-06",130640,"ДТПN365М-0918.400.1,0.И","21","Преобразователь термоэлектрический (0...+1000 С) ДТПN365М-0918.400.1,0.И",16205,19446,"Под заказ","ДТП.И","6",243,0,1,9025192000,"Производимый",24]
["2023-06-06T16:44:55.024","2023-06-06",78155,"ДТПК015М-0100.320.1,0.И","9","Преобразователь термоэлектрический (0...+600 С) ДТПК015М-0100.320.1,0.И",6275,7530,"Под заказ","ДТП.И","По запросу",1,0,1,9025192000,"Производимый",24]
["2023-06-06T16:44:55.024","2023-06-06",129038,"ДТПК015М-0110.400.1,0.И","8","Преобразователь термоэлектрический (0...+400 С) ДТПК015М-0110.400.1,0.И",7445,8934,"Под заказ","ДТП.И","По запросу",1,0,1,9025192000,"Производимый",24]
["2023-06-06T16:44:55.024","2023-06-06",86956,"ДТПК025М-0110.800.1,0.И","11","Преобразователь термоэлектрический (0...+800 С) ДТПК025М-0110.800.1,0.И",7765,9318,"Под заказ","ДТП.И","По запросу",1,0,1,9025192000,"Производимый",24]
["2023-06-06T16:44:55.024","2023-06-06",78210,"ДТПК025М-0111.1250.1,0.И","10","Преобразователь термоэлектрический (-40...+800 С) ДТПК025М-0111.1250.1,0.И",10130,12156,"Под заказ","ДТП.И","По запросу",1,0,1,9025192000,"Производимый",24]
["2023-06-06T16:44:55.024","2023-06-06",80803,"ДТПК035М-0100.160.1,0.И","10","Преобразователь термоэлектрический (-40...+800 С) ДТПК035М-0100.160.1,0.И",6380,7656,"Под заказ","ДТП.И","4",869,0,1,9025192000,"Производимый",24]
["2023-06-06T16:44:55.024","2023-06-06",78747,"ДТПК035М-0100.630.1,0.И","9","Преобразователь термоэлектрический (0...+600 С) ДТПК035М-0100.630.1,0.И",6880,8256,"Под заказ","ДТП.И","4",869,0,1,9025192000,"Производимый",24]
["2023-06-06T16:44:55.024","2023-06-06",78325,"ДТПК035М-0110.500.1,0.И","9","Преобразователь термоэлектрический (0...+600 С) ДТПК035М-0110.500.1,0.И",7850,9420,"Под заказ","ДТП.И","4",315,0,1,9025192000,"Производимый",24]
["2023-06-06T16:44:55.024","2023-06-06",119064,"ДТПК045М-0100.160.1,0.И","11","Преобразователь термоэлектрический (0...+800 С) ДТПК045М-0100.160.1,0.И",6380,7656,"Под заказ","ДТП.И","4",869,0,1,9025192000,"Производимый",24]
["2023-06-06T16:44:55.024","2023-06-06",100838,"ДТПК045М-0110.160.1,0.И","10","Преобразователь термоэлектрический (-40...+800 С) ДТПК045М-0110.160.1,0.И",7530,9036,"Под заказ","ДТП.И","4",274,0,1,9025192000,"Производимый",24]
["2023-06-06T16:44:55.024","2023-06-06",89280,"ДТПК045М-0111.1000.1,0.И","10","Преобразователь термоэлектрический (-40...+800 С) ДТПК045М-0111.1000.1,0.И",10315,12378,"Под заказ","ДТП.И","4",57,0,1,9025192000,"Производимый",24]
["2023-06-06T16:44:55.024","2023-06-06",78467,"ДТПК045М-0111.500.1,0.И","9","Преобразователь термоэлектрический (0...+600 С) ДТПК045М-0111.500.1,0.И",9580,11496,"Под заказ","ДТП.И","По запросу",1,0,1,9025192000,"Производимый",24]
["2023-06-06T16:44:55.024","2023-06-06",109618,"ДТПК045М-0111.80.1,0.И","20","Преобразователь термоэлектрический (-40...+900 С) ДТПК045М-0111.80.1,0.И",9480,11376,"Под заказ","ДТП.И","4",291,0,1,9025192000,"Производимый",24]
["2023-06-06T16:44:55.024","2023-06-06",78522,"ДТПК065М-0110.400.1,0.И","9","Преобразователь термоэлектрический (0...+600 С)  ДТПК065М-0110.400.1,0.И",7850,9420,"Под заказ","ДТП.И","По запросу",1,0,1,9025192000,"Производимый",24]
["2023-06-06T16:44:55.024","2023-06-06",126849,"ДТПК065М-0110.60.1,0.И","7","Преобразователь термоэлектрический (-40...+600 С) ДТПК065М-0110.60.1,0.И",7530,9036,"Под заказ","ДТП.И","4",433,0,1,9025192000,"Производимый",24]
["2023-06-06T16:44:55.024","2023-06-06",81201,"ДТПК075М-0111.250.1,0.И","11","Преобразователь термоэлектрический (0...+800 С) ДТПК075М-0111.250.1,0.И",9580,11496,"Под заказ","ДТП.И","4",185,0,1,9025192000,"Производимый",24]
["2023-06-06T16:44:55.024","2023-06-06",103481,"ДТПК095М-0110.120.1,0.И","10","Преобразователь термоэлектрический (-40...+800 С) ДТПК095М-0110.120.1,0.И",7530,9036,"Под заказ","ДТП.И","4",316,0,1,9025192000,"Производимый",24]
["2023-06-06T16:44:55.024","2023-06-06",100322,"ДТПК145МЭ-0919.250.1,0.И","22","Преобразователь термоэлектрический (0...+1100 С) ДТПК145МЭ-0919.250.1,0.И ",11750,14100,"Под заказ","ДТП.И","6",53,0,1,9025192000,"Производимый",24]
["2023-06-06T16:44:55.024","2023-06-06",109950,"ДТПК265М-0110.250.1,0.И","8","Преобразователь термоэлектрический (0...+400 С) ДТПК265М-0110.250.1,0.И",7850,9420,"Под заказ","ДТП.И","4",43,0,1,9025192000,"Производимый",24]
["2023-06-06T16:44:55.024","2023-06-06",97125,"ДТПК285М-0707.200.1,0.И","6","Преобразователь термоэлектрический (0...+500 С) ДТПК285М-0707.200.1,0.И",7590,9108,"Под заказ","ДТП.И","6",134,0,1,9025192000,"Производимый",24]
["2023-06-06T16:44:55.024","2023-06-06",104918,"ДТПК285М-0907.160.1,0.И","7","Преобразователь термоэлектрический (-40...+600 С) ДТПК285М-0907.160.1,0.И",8520,10224,"Под заказ","ДТП.И","6",26,0,1,9025192000,"Производимый",24]
["2023-06-06T16:44:55.024","2023-06-06",111023,"ДТПК285М-0915.630.1,0.И","20","Преобразователь термоэлектрический (-40...+900 С) ДТПК285М-0915.630.1,0.И [20]",9780,11736,"Под заказ","ДТП.И","6",134,0,1,9025192000,"Производимый",24]
["2023-06-06T16:44:55.024","2023-06-06",116923,"ДТПК295М-0717.250.G1/2.1,0.И","8","Преобразователь термоэлектрический (0...+400 С) ДТПК295М-0717.250.G1/2.1,0.И",9431,11317.2,"Под заказ","ДТП.И","6",134,0,1,9025192000,"Производимый",24]
["2023-06-06T16:44:55.024","2023-06-06",78667,"ДТПК365М-0915.150.1,0.И","9","Преобразователь термоэлектрический (0...+600 С) ДТПК365М-0915.150.1,0.И",9235,11082,"Под заказ","ДТП.И","По запросу",1,0,1,9025192000,"Производимый",24]
["2023-06-06T16:44:55.024","2023-06-06",125761,"ДТПК275М-0915.250.1,0.RS",null,"Датчик температуры с цифровым выходом (-40...+900 С) ДТПК275М-0915.250.1,0.RS",20050,24060,"Под заказ","ДТП.RS","6",38,0,1,9025900008,"Производимый",24]
["2023-06-06T16:44:55.024","2023-06-06",98152,"ДТПN365-0918.200.1.ЕХI-Т1",null,"Преобразователь термоэлектрический ДТПN365-0918.200.1.ЕХI-Т1",14272,17126.400000000001,"Под заказ","ДТПN Exi","По запросу",1,0,1,9025900008,"Производимый",24]
["2023-06-06T16:44:55.024","2023-06-06",99688,"ДТПN444-09.550/1,5К.1.ЕХI-Т1",null,"Преобразователь термоэлектрический ДТПN444-09.550/1,5К.1.ЕХI-Т1",24592,29510.400000000001,"Под заказ","ДТПN Exi","6",63,0,1,9025900008,"Производимый",24]
["2023-06-06T16:44:55.024","2023-06-06",97888,"ДТПS021.1О-0,5/0,37",null,"Преобразователь термоэлектрический ДТПS021.1О-0,5/0,37",30560,36672,"Под заказ","ДТПS","10",1,0,1,9025900008,"Производимый",12]
["2023-06-06T16:44:55.024","2023-06-06",81456,"ДТПS021.1О-0,5/1,25",null,"Преобразователь термоэлектрический ДТПS021.1О-0,5/1,25",97245,116694,"Под заказ","ДТПS","10",1,0,1,9025900008,"Производимый",12]
["2023-06-06T16:44:55.024","2023-06-06",42069,"ДТПS021.1Э-0,5/0,30",null,"Преобразователь термоэлектрический ДТПS021.1Э-0,5/0,30",25240,30288,"Под заказ","ДТПS","10",1,0,1,9025900008,"Производимый",12]
["2023-06-06T16:44:55.024","2023-06-06",37226,"ДТПS021.1Э-0,5/1,50",null,"Преобразователь термоэлектрический ДТПS021.1Э-0,5/1,50",115620,138744,"Под заказ","ДТПS","10",1,0,1,9025900008,"Производимый",12]
["2023-06-06T16:44:55.024","2023-06-06",73213,"ДТПS155-0019.2000",null,"Преобразователь термоэлектрический ДТПS155-0019.2000",195120,234144,"Под заказ","ДТПS","10",1,0,1,9025900008,"Производимый",12]
["2023-06-06T16:44:55.024","2023-06-06",114737,"ДТС015Д-РТ100.0,25.80.МГ.И.ЕХD-Т6","12","Термопреобразователь сопротивления (-50...+100) ДТС015Д-РТ100.0,25.80.МГ.И.ЕХD-Т6 [12]",13500,16200,"Под заказ","ДТС.И.Exd.HART","5",1,0,1,9025900008,"Производимый",24]
["2023-06-06T16:44:55.024","2023-06-06",125085,"ДТС035Д-РТ100.0,25.80.МГ.И.ЕХD-Т6","12Н","Термопреобразователь сопротивления (-50...+100 С, HART) ДТС035Д-РТ100.0,25.80.МГ.И.ЕХD-Т6",38055,45666,"Под заказ","ДТС.И.Exd.HART","5",1,0,1,9025900008,"Производимый",24]
["2023-06-06T16:44:55.024","2023-06-06",135707,"ДТС045Д-РТ100.0,25.1000.МГ.И.ЕХD-Т6","73Н","Термопреобразователь сопротивления (0...+200 °С, НART) ДТС045Д-РТ100.0,25.1000.МГ.И.ЕХD-Т6",38305,45966,"Под заказ","ДТС.И.Exd.HART","5",1,0,1,9025900008,"Производимый",24]
["2023-06-06T16:44:55.024","2023-06-06",117739,"ДТС045Д-РТ100.0,25.200.МГ.И.ЕХD-Т6","4Н","Термопреобразователь сопротивления (-50...+500, НART) ДТС045Д-РТ100.0,25.200.МГ.И.ЕХD-Т6",38055,45666,"Под заказ","ДТС.И.Exd.HART","5",1,0,1,9025900008,"Производимый",24]
["2023-06-06T16:44:55.024","2023-06-06",115138,"ДТС065Д-РТ100.0,25.60.МГ.G1/2.И.ЕХD-Т6","12Н","Термопреобразователь сопротивления (-50...+100, НART) ДТС065Д-РТ100.0,25.60.МГ.G1/2.И.ЕХD-Т6",43764,52516.800000000003,"Под заказ","ДТС.И.Exd.HART","5",1,0,1,9025900008,"Производимый",24]
["2023-06-06T16:44:55.024","2023-06-06",118729,"ДТС105Д-РТ100.0,5.1600.МГ.И.ЕХD-Т6","4Н","Термопреобразователь сопротивления (-50...+500 C, HART) ДТС105Д-РТ100.0,5.1600.МГ.И.ЕХD-Т6",38305,45966,"Под заказ","ДТС.И.Exd.HART","5",1,0,1,9025900008,"Производимый",24]
["2023-06-06T16:44:55.024","2023-06-06",117879,"ДТС025Д-РТ100.0,5.60.МГ.И.ЕХD-Т6","4","Термопреобразователь сопротивления (-50...+500) ДТС025Д-РТ100.0,5.60.МГ.И.ЕХD-Т6",13500,16200,"Под заказ","ДТС.И.Exd","5",310,0,1,9025900008,"Производимый",24]
["2023-06-06T16:44:55.024","2023-06-06",129053,"ДТС035Д-РТ100.0,25.160.МГ.И.ЕХD-Т6","4","Преобразователь термоэлектрический (-50...+500 С) ДТС035Д-РТ100.0,25.160.МГ.И.ЕХD-Т6",13500,16200,"Под заказ","ДТС.И.Exd","5",310,0,1,9025900008,"Производимый",24]
["2023-06-06T16:44:55.024","2023-06-06",133261,"ДТС035Д-РТ100.0,25.80.МГ.И.ЕХD-Т6","73","Преобразователь термоэлектрический (0...+200 С) ДТС035Д-РТ100.0,25.80.МГ.И.ЕХD-Т6",13500,16200,"Под заказ","ДТС.И.Exd","5",310,0,1,9025900008,"Производимый",24]
["2023-06-06T16:44:55.024","2023-06-06",114881,"ДТС035Д-РТ100.0,5.250.МГ.И.ЕХD-Т6","5","Термопреобразователь сопротивления (0...+300) ДТС035Д-РТ100.0,5.250.МГ.И.ЕХD-Т6 [5]",13500,16200,"Под заказ","ДТС.И.Exd","5",310,0,1,9025900008,"Производимый",24]
["2023-06-06T16:44:55.024","2023-06-06",135590,"ДТС045Д-РТ100.0,25.160.МГ.И.ЕХD-Т6","12","Термопреобразователь сопротивления (-50...+100 С) ДТС045Д-РТ100.0,25.160.МГ.И.ЕХD-Т6",13500,16200,"Под заказ","ДТС.И.Exd","5",1,0,1,9025900008,"Производимый",24]
["2023-06-06T16:44:55.024","2023-06-06",114883,"ДТС045Д-РТ100.0,25.80.МГ.И.ЕХD-Т6","5","Термопреобразователь сопротивления (0...+300) ДТС045Д-РТ100.0,25.80.МГ.И.ЕХD-Т6 [5]",13500,16200,"Под заказ","ДТС.И.Exd","5",310,0,1,9025900008,"Производимый",24]
["2023-06-06T16:44:55.024","2023-06-06",117277,"ДТС045Д-РТ100.0,5.500.МГ.И.ЕХD-Т6","5","Термопреобразователь сопротивления (0...+300 С) ДТС045Д-РТ100.0,5.500.МГ.И.ЕХD-Т6 ",14345,17214,"Под заказ","ДТС.И.Exd","5",310,0,1,9025900008,"Производимый",24]
["2023-06-06T16:44:55.024","2023-06-06",115170,"ДТС055Д-РТ100.0,5.100.МГ.И.ЕХD-Т6","4","Термопреобразователь сопротивления (-50...+500) ДТС055Д-РТ100.0,5.100.МГ.И.ЕХD-Т6",13500,16200,"Под заказ","ДТС.И.Exd","5",310,0,1,9025900008,"Производимый",24]
["2023-06-06T16:44:55.024","2023-06-06",131299,"ДТС065Д-РТ100.0,25.180.МГ.И.ЕХD-Т6","12Н","Преобразователь термоэлектрический (-50...+100 С, HART) ДТС065Д-РТ100.0,25.180.МГ.И.ЕХD-Т6",38055,45666,"Под заказ","ДТС.И.Exd","По запросу",1,0,1,9025900008,"Производимый",24]
["2023-06-06T16:44:55.024","2023-06-06",116730,"ДТС065Д-РТ100.0,5.120.МГ.И.ЕХD-Т6","4","Термопреобразователь сопротивления (-50...+500) ДТС065Д-РТ100.0,5.120.МГ.И.ЕХD-Т6",13500,16200,"Под заказ","ДТС.И.Exd","5",1,0,1,9025900008,"Производимый",24]
["2023-06-06T16:44:55.024","2023-06-06",130928,"ДТС075Д-РТ100.0,25.80.МГ.И.ЕХD-Т6","5","Преобразователь термоэлектрический (0...+300 С) ДТС075Д-РТ100.0,25.80.МГ.И.ЕХD-Т6",13500,16200,"Под заказ","ДТС.И.Exd","5",310,0,1,9025900008,"Производимый",24]
["2023-06-06T16:44:55.024","2023-06-06",130669,"ДТС075Д-РТ100.0,5.400.МГ.И.ЕХD-Т6","4","Преобразователь термоэлектрический (-50...+500 С) ДТС075Д-РТ100.0,5.400.МГ.И.ЕХD-Т6",14345,17214,"Под заказ","ДТС.И.Exd","5",1,0,1,9025900008,"Производимый",24]
["2023-06-06T16:44:55.024","2023-06-06",131535,"ДТС095Д-РТ100.0,5.1250.МГ.И.ЕХD-Т6","12","Преобразователь термоэлектрический (-50...+100 С) ДТС095Д-РТ100.0,5.1250.МГ.И.ЕХD-Т6",15615,18738,"Под заказ","ДТС.И.Exd","5",1,0,1,9025900008,"Производимый",24]
["2023-06-06T16:44:55.024","2023-06-06",129025,"ДТС105Д-РТ100.0,5.200.МГ.G1/2.И.ЕХD-Т6","73","Преобразователь термоэлектрический (0...+200 С)  ДТС105Д-РТ100.0,5.200.МГ.G1/2.И.ЕХD-Т6",15525,18630,"Под заказ","ДТС.И.Exd","5",310,0,1,9025900008,"Производимый",24]
["2023-06-06T16:44:55.024","2023-06-06",115035,"ДТС145Д-РТ100.0,25.120.МГ.И.ЕХD-Т6","12","Термопреобразователь сопротивления (-50..+100 С) ДТС145Д-РТ100.0,25.120.МГ.И.ЕХD-Т6 [12]",13500,16200,"Под заказ","ДТС.И.Exd","5",310,0,1,9025900008,"Производимый",24]
["2023-06-06T16:44:55.024","2023-06-06",115003,"ДТС145Д-РТ100.0,5.320.МГ.И.ЕХD-Т6","4","Термопреобразователь сопротивления (-50..+500 С) ДТС145Д-РТ100.0,5.320.МГ.И.ЕХD-Т6 [4]",14345,17214,"Под заказ","ДТС.И.Exd","5",1,0,1,9025900008,"Производимый",24]
["2023-06-06T16:44:55.024","2023-06-06",132193,"ДТС035Е-РТ100.0,25.100.МГ.И.ЕХI-Т6","73Н","Термопреобразователь сопротивления (0...+200, HART) ДТС035Е-РТ100.0,25.100.МГ.И.ЕХI-Т6",36450,43740,"Под заказ","ДТС.И.Exi.HART","999",1,0,1,9025900008,"Производимый",24]
["2023-06-06T16:44:55.024","2023-06-06",132412,"ДТС035Е-РТ100.0,25.80.МГ.G1/2.И.ЕХI-Т6","4Н","Термопреобразователь сопротивления (-50...+500, HART) ДТС035Е-РТ100.0,25.80.МГ.G1/2.И.ЕХI-Т6",41918,50301.599999999999,"Под заказ","ДТС.И.Exi.HART","999",1,0,1,9025900008,"Производимый",24]
["2023-06-06T16:44:55.024","2023-06-06",136075,"ДТС035Е-РТ100.0,5.250.МГ.G1/2.И.ЕХI-Т6","12Н","Термопреобразователь сопротивления (-50...+100 С,HART) ДТС035Е-РТ100.0,5.250.МГ.G1/2.И.ЕХI-Т6 ",41918,50301.599999999999,"Под заказ","ДТС.И.Exi.HART","999",1,0,1,9025900008,"Производимый",24]
["2023-06-06T16:44:55.024","2023-06-06",113108,"ДТС035Е-РТ100.0,5.320.МГ.И.ЕХI-Т6","6Н","Термопреобразователь сопротивления (0...+500 C,HART) ДТС035Е-РТ100.0,5.320.МГ.И.ЕХI-Т6 [6Н]",36705,44046,"Под заказ","ДТС.И.Exi.HART","999",1,0,1,9025900008,"Производимый",24]
["2023-06-06T16:44:55.024","2023-06-06",131717,"ДТС045Е-РТ100.0,5.180.МГ.И.ЕХI-Т6","73Н","Термопреобразователь сопротивления (0...+200, HART) ДТС045Е-РТ100.0,5.180.МГ.И.ЕХI-Т6",36450,43740,"Под заказ","ДТС.И.Exi.HART","999",59,0,1,9025900008,"Производимый",24]
["2023-06-06T16:44:55.024","2023-06-06",131715,"ДТС045Е-РТ100.0,5.400.МГ.И.ЕХI-Т6","73Н","Термопреобразователь сопротивления (0...+200, HART) ДТС045Е-РТ100.0,5.400.МГ.И.ЕХI-Т6",36705,44046,"Под заказ","ДТС.И.Exi.HART","999",59,0,1,9025900008,"Производимый",24]
["2023-06-06T16:44:55.024","2023-06-06",124556,"ДТС065Е-РТ100.0,25.160.МГ.И.ЕХI-Т6","73Н","Термопреобразователь сопротивления (0...+200, HART) ДТС065Е-РТ100.0,25.160.МГ.И.ЕХI-Т6",36450,43740,"Под заказ","ДТС.И.Exi.HART","999",59,0,1,9025900008,"Производимый",24]
["2023-06-06T16:44:55.024","2023-06-06",115430,"ДТС075Е-РТ100.0,25.1600.МГ.И.ЕХI-Т6","12Н","Термопреобразователь сопротивления (-50...+100, HART) ДТС075Е-РТ100.0,25.1600.МГ.И.ЕХI-Т6",37550,45060,"Под заказ","ДТС.И.Exi.HART","999",1,0,1,9025900008,"Производимый",24]
["2023-06-06T16:44:55.024","2023-06-06",130535,"ДТС095Е-РТ100.0,25.320.МГ.G1/2.И.ЕХI-Т6","12Н","Термопреобразователь сопротивления (-50...+100, HART) ДТС095Е-РТ100.0,25.320.МГ.G1/2.И.ЕХI-Т6",42211,50653.2,"Под заказ","ДТС.И.Exi.HART","999",1,0,1,9025900008,"Производимый",24]
["2023-06-06T16:44:55.024","2023-06-06",136056,"ДТС105Е-РТ100.0,5.160.МГ.М27Х2.И.ЕХI-Т6","73Н","Термопреобразователь сопротивления (0...+200, HART) ДТС105Е-РТ100.0,5.160.МГ.М27Х2.И.ЕХI-Т6",41918,50301.599999999999,"Под заказ","ДТС.И.Exi.HART","999",5,0,1,9025900008,"Производимый",24]
["2023-06-06T16:44:55.024","2023-06-06",135643,"ДТС145Е-РТ100.0,25.320.МГ.И.ЕХI-Т6","5Н","Термопреобразователь сопротивления (0…+300 °С, HART) ДТС145Е-РТ100.0,25.320.МГ.И.ЕХI-Т6",36705,44046,"Под заказ","ДТС.И.Exi.HART","999",1,0,1,9025900008,"Производимый",24]
["2023-06-06T16:44:55.024","2023-06-06",85980,"ДТС015М-100М.0,5.160.И","2","Термопреобразователь сопротивления (0...+100 С) ДТС015М-100М.0,5.160.И",6090,7308,"Под заказ","ДТС.И","5",1000,0,1,9025900008,"Производимый",24]
["2023-06-06T16:44:55.024","2023-06-06",89978,"ДТС015М-100М.1,0.160.И","1","Термопреобразователь сопротивления  (-50...+180 С) ДТС015М-100М.1,0.160.И ",6090,7308,"Под заказ","ДТС.И","5",1000,0,1,9025900008,"Производимый",24]
["2023-06-06T16:44:55.024","2023-06-06",125373,"ДТС015М-100М.1,0.60.И","3","Термопреобразователь сопротивления (0...+150 С) ДТС015М-100М.1,0.60.И",6090,7308,"Под заказ","ДТС.И","5",1000,0,1,9025900008,"Производимый",24]
["2023-06-06T16:44:55.024","2023-06-06",76875,"ДТС015М-100П.0,5.80.МГ.И","5","Термопреобразователь сопротивления  (0...+300 С) ДТС015М-100П.0,5.80.МГ.И",8520,10224,"Под заказ","ДТС.И","10",675,0,1,9025900008,"Производимый",24]
["2023-06-06T16:44:55.024","2023-06-06",82060,"ДТС015М-50М.0,5.320.МГ.И","16","Термопреобразователь сопротивления (-50...+50 С) ДТС015М-50М.0,5.320.МГ.И",6565,7878,"Под заказ","ДТС.И","5",802,0,1,9025900008,"Производимый",24]
["2023-06-06T16:44:55.024","2023-06-06",86184,"ДТС015М-50М.0,5.80.И","2","Термопреобразователь сопротивления (0...+100 С) ДТС015М-50М.0,5.80.И",5865,7038,"Под заказ","ДТС.И","5",1000,0,1,9025900008,"Производимый",24]
["2023-06-06T16:44:55.024","2023-06-06",103064,"ДТС015М-50М.1,0.200.И","1","Термопреобразователь сопротивления (-50...+180 С) ДТС015М-50М.1,0.200.И",5865,7038,"Под заказ","ДТС.И","5",1000,0,1,9025900008,"Производимый",24]
["2023-06-06T16:44:55.024","2023-06-06",83601,"ДТС015М-РТ100.0,25.60.МГ.И","73","Термопреобразователь сопротивления (0...+200 С) ДТС015М-РТ100.0,25.60.МГ.И",7640,9168,"Под заказ","ДТС.И","5",802,0,1,9025900008,"Производимый",24]
["2023-06-06T16:44:55.024","2023-06-06",91513,"ДТС015М-РТ100.0,5.100.МГ.И","73","Термопреобразователь сопротивления (0...+200 С) ДТС015М-РТ100.0,5.100.МГ.И",7640,9168,"Под заказ","ДТС.И","5",802,0,1,9025900008,"Производимый",24]
["2023-06-06T16:44:55.024","2023-06-06",104788,"ДТС015М-РТ100.0,5.160.И","5","Термопреобразователь сопротивления  (0...+300 С) ДТС015М-РТ100.0,5.160.И",7140,8568,"Под заказ","ДТС.И","5",1000,0,1,9025900008,"Производимый",24]
["2023-06-06T16:44:55.024","2023-06-06",132382,"ДТС015М-РТ100.0,5.400.МГ.И","12","Термопреобразователь сопротивления (-50...+100 С) ДТС015М-РТ100.0,5.400.МГ.И",7885,9462,"Под заказ","ДТС.И","5",1,0,1,9025900008,"Производимый",24]
["2023-06-06T16:44:55.024","2023-06-06",77176,"ДТС015М-РТ100.0,5.80.И","73","Термопреобразователь сопротивления (0...+200 С) ДТС015М-РТ100.0,5.80.И",7140,8568,"Под заказ","ДТС.И","5",1000,0,1,9025900008,"Производимый",24]
["2023-06-06T16:44:55.024","2023-06-06",69681,"ДТС025М-100М.0,5.2000.И","2","Термопреобразователь сопротивления (0...+100 С) ДТС025М-100М.0,5.2000.И",6990,8388,"Под заказ","ДТС.И","По запросу",1,0,1,9025900008,"Производимый",24]
["2023-06-06T16:44:55.024","2023-06-06",85605,"ДТС025М-100П.0,5.160.И","5","Термопреобразователь сопротивления (0...+300 С) ДТС025М-100П.0,5.160.И",8020,9624,"Под заказ","ДТС.И","5",838,0,1,9025900008,"Производимый",24]
["2023-06-06T16:44:55.024","2023-06-06",70207,"ДТС025М-100П.0,5.80.И","4","Термопреобразователь сопротивления (-50...+500 С) ДТС025М-100П.0,5.80.И",8020,9624,"Под заказ","ДТС.И","По запросу",1,0,1,9025900008,"Производимый",24]
["2023-06-06T16:44:55.024","2023-06-06",126993,"ДТС025М-50М.0,5.120.И","17","Термопреобразователь сопротивления (-50...+150 С) ДТС025М-50М.0,5.120.И",5865,7038,"Под заказ","ДТС.И","5",1000,0,1,9025900008,"Производимый",24]
["2023-06-06T16:44:55.024","2023-06-06",135755,"ДТС025М-50М.0,5.60.И","1","Термопреобразователь сопротивления (-50...+180 С) ДТС025М-50М.0,5.60.И",5865,7038,"Под заказ","ДТС.И","5",1,0,1,9025900008,"Производимый",24]
["2023-06-06T16:44:55.024","2023-06-06",132091,"ДТС025М-РТ100.0,25.120.МГ.И","3","Термопреобразователь сопротивления (0...+150 С) ДТС025М-РТ100.0,25.120.МГ.И",7640,9168,"Под заказ","ДТС.И","5",802,0,1,9025900008,"Производимый",24]
["2023-06-06T16:44:55.024","2023-06-06",77628,"ДТС025М-РТ100.0,5.160.И","12","Термопреобразователь сопротивления (-50...+100 С) ДТС025М-РТ100.0,5.160.И",7140,8568,"Под заказ","ДТС.И","5",1000,0,1,9025900008,"Производимый",24]
["2023-06-06T16:44:55.024","2023-06-06",101292,"ДТС025М-РТ100.0,5.320.МГ.И","3","Термопреобразователь сопротивления (0...+150 С) ДТС025М-РТ100.0,5.320.МГ.И",7885,9462,"Под заказ","ДТС.И","По запросу",1,0,1,9025900008,"Производимый",24]
["2023-06-06T16:44:55.024","2023-06-06",91977,"ДТС035М-100М.0,5.1000.И","1","Термопреобразователь сопротивления (-50...+180 С) ДТС035М-100М.0,5.1000.И",7290,8748,"Под заказ","ДТС.И","5",1000,0,1,9025900008,"Производимый",24]
["2023-06-06T16:44:55.024","2023-06-06",133383,"ДТС035М-100М.0,5.150.И","1","Термопреобразователь сопротивления (-50...+180 С) ДТС035М-100М.0,5.150.И",6365,7638,"Под заказ","ДТС.И","5",1,0,1,9025900008,"Производимый",24]
["2023-06-06T16:44:55.024","2023-06-06",90286,"ДТС035М-100М.0,5.250.И","2","Термопреобразователь сопротивления (0...+100 С) ДТС035М-100М.0,5.250.И",6365,7638,"Под заказ","ДТС.И","5",1000,0,1,9025900008,"Производимый",24]
["2023-06-06T16:44:55.024","2023-06-06",77239,"ДТС035М-100М.0,5.500.МГ.И","2","Термопреобразователь сопротивления (0...+100 С) ДТС035М-100М.0,5.500.МГ.И",7015,8418,"Под заказ","ДТС.И","По запросу",1,0,1,9025900008,"Производимый",24]
["2023-06-06T16:44:55.024","2023-06-06",82918,"ДТС035М-100М.1,0.100.И","3","Термопреобразователь сопротивления (0...+150 С) ДТС035М-100М.1,0.100.И",6365,7638,"Под заказ","ДТС.И","5",1000,0,1,9025900008,"Производимый",24]
["2023-06-06T16:44:55.024","2023-06-06",100673,"ДТС035М-100М.1,0.180.И","1","Термопреобразователь сопротивления (-50...+180 С) ДТС035М-100М.1,0.180.И",6365,7638,"Под заказ","ДТС.И","5",1000,0,1,9025900008,"Производимый",24]
["2023-06-06T16:44:55.024","2023-06-06",87277,"ДТС035М-100М.1,0.60.И","16","Термопреобразователь сопротивления (-50...+50 С) ДТС035М-100М.1,0.60.И",6365,7638,"Под заказ","ДТС.И","По запросу",1,0,1,9025900008,"Производимый",24]
["2023-06-06T16:44:55.024","2023-06-06",128123,"ДТС035М-100П.0,25.2000.МГ.И","12","Термопреобразователь сопротивления (-50...+100 С) ДТС035М-100П.0,25.2000.МГ.И",9345,11214,"Под заказ","ДТС.И","По запросу",1,0,1,9025900008,"Производимый",24]
["2023-06-06T16:44:55.024","2023-06-06",70483,"ДТС035М-100П.0,25.60.МГ.И","4","Термопреобразователь сопротивления (-50...+500 С) ДТС035М-100П.0,25.60.МГ.И",9030,10836,"Под заказ","ДТС.И","По запросу",1,0,1,9025900008,"Производимый",24]
["2023-06-06T16:44:55.024","2023-06-06",123985,"ДТС035М-100П.0,5.1000.И","5","Термопреобразователь сопротивления (0...+300 С) ДТС035М-100П.0,5.1000.И",8845,10614,"Под заказ","ДТС.И","5",838,0,1,9025900008,"Производимый",24]
["2023-06-06T16:44:55.024","2023-06-06",97559,"ДТС035М-100П.0,5.150.И","4","Термопреобразователь сопротивления (-50...+500 С) ДТС035М-100П.0,5.150.И",8530,10236,"Под заказ","ДТС.И","5",838,0,1,9025900008,"Производимый",24]
["2023-06-06T16:44:55.024","2023-06-06",128926,"ДТС035М-100П.0,5.320.МГ.И","6","Термопреобразователь сопротивления (0...+500 С) ДТС035М-100П.0,5.320.МГ.И",9235,11082,"Под заказ","ДТС.И","5",802,0,1,9025900008,"Производимый",24]
["2023-06-06T16:44:55.024","2023-06-06",69880,"ДТС035М-100П.0,5.60.И","5","Термопреобразователь сопротивления (0... +300 С) ДТС035М-100П.0,5.60.И",8530,10236,"Под заказ","ДТС.И","10",675,0,1,9025900008,"Производимый",24]
["2023-06-06T16:44:55.024","2023-06-06",76226,"ДТС035М-100П.0,5.80.МГ.И","73","Термопреобразователь сопротивления (0... +200 С) ДТС035М-100П.0,5.80.МГ.И",9030,10836,"Под заказ","ДТС.И","10",675,0,1,9025900008,"Производимый",24]
["2023-06-06T16:44:55.024","2023-06-06",69888,"ДТС035М-50М.0,5.160.И","3","Термопреобразователь сопротивления (0...+150 С) ДТС035М-50М.0,5.160.И",6165,7398,"Под заказ","ДТС.И","5",1000,0,1,9025900008,"Производимый",24]
["2023-06-06T16:44:55.024","2023-06-06",85306,"ДТС035М-50М.0,5.2000.И","17","Термопреобразователь сопротивления (-50...+150 С) ДТС035М-50М.0,5.2000.И",6790,8148,"Под заказ","ДТС.И","5",1000,0,1,9025900008,"Производимый",24]
["2023-06-06T16:44:55.024","2023-06-06",100687,"ДТС035М-50М.0,5.300.И","1","Термопреобразователь сопротивления (-50...+ 180 С) ДТС035М-50М.0,5.300.И",6365,7638,"Под заказ","ДТС.И","5",1000,0,1,9025900008,"Производимый",24]
["2023-06-06T16:44:55.024","2023-06-06",70073,"ДТС035М-50М.0,5.80.И","16","Термопреобразователь сопротивления (-50...+50 С) ДТС035М-50М.0,5.80.И",6165,7398,"Под заказ","ДТС.И","5",1000,0,1,9025900008,"Производимый",24]
["2023-06-06T16:44:55.024","2023-06-06",70451,"ДТС035М-50М.0,5.80.МГ.И","2","Термопреобразователь сопротивления (0...+100 С) ДТС035М-50М.0,5.80.МГ.И",6665,7998,"Под заказ","ДТС.И","5",802,0,1,9025900008,"Производимый",24]
["2023-06-06T16:44:55.024","2023-06-06",71453,"ДТС035М-50М.1,0.200.И","16","Термопреобразователь сопротивления (-50...+50 С) ДТС035М-50М.1,0.200.И",6165,7398,"Под заказ","ДТС.И","5",1000,0,1,9025900008,"Производимый",24]
["2023-06-06T16:44:55.024","2023-06-06",73981,"ДТС035М-50М.1,0.60.И","17","Термопреобразователь сопротивления (-50...+150 С) ДТС035М-50М.1,0.60.И",6165,7398,"Под заказ","ДТС.И","5",1000,0,1,9025900008,"Производимый",24]
["2023-06-06T16:44:55.024","2023-06-06",118314,"ДТС035М-РТ100.0,25.120.И","5","Термопреобразователь сопротивления (0...+300 С) ДТС035М-РТ100.0,25.120.И",7260,8712,"Под заказ","ДТС.И","5",1000,0,1,9025900008,"Производимый",24]
["2023-06-06T16:44:55.024","2023-06-06",114718,"ДТС035М-РТ100.0,25.1600.МГ.И","5","Термопреобразователь сопротивления (0..+300 С) ДТС035М-РТ100.0,25.1600.МГ.И [5]",9235,11082,"Под заказ","ДТС.И","5",802,0,1,9025900008,"Производимый",24]
["2023-06-06T16:44:55.024","2023-06-06",111402,"ДТС035М-РТ100.0,25.250.МГ.И","73","Термопреобразователь сопротивления (0...+200 С) ДТС035М-РТ100.0,25.250.МГ.И",7760,9312,"Под заказ","ДТС.И","5",802,0,1,9025900008,"Производимый",24]
["2023-06-06T16:44:55.024","2023-06-06",136153,"ДТС035М-РТ100.0,25.450.И","5","Термопреобразователь сопротивления (0...+300 С) ДТС035М-РТ100.0,25.450.И",7685,9222,"Под заказ","ДТС.И","5",1000,0,1,9025900008,"Производимый",24]
["2023-06-06T16:44:55.024","2023-06-06",129777,"ДТС035М-РТ100.0,25.80.МГ.G1/2.И","3","Термопреобразователь сопротивления (0...+150 С) ДТС035М-РТ100.0,25.80.МГ.G1/2.И",8090,9708,"Под заказ","ДТС.И","5",802,0,1,9025900008,"Производимый",24]
["2023-06-06T16:44:55.024","2023-06-06",119311,"ДТС035М-РТ100.0,5.100.G1/2.И","3","Термопреобразователь сопротивления (0...+150 С) ДТС035М-РТ100.0,5.100.G1/2.И",7590,9108,"Под заказ","ДТС.И","5",1000,0,1,9025900008,"Производимый",24]
["2023-06-06T16:44:55.024","2023-06-06",115514,"ДТС035М-РТ100.0,5.1250.МГ.И","12","Термопреобразователь сопротивления  (-50..+100 С) ДТС035М-РТ100.0,5.1250.МГ.И",9235,11082,"Под заказ","ДТС.И","5",802,0,1,9025900008,"Производимый",24]
["2023-06-06T16:44:55.024","2023-06-06",134783,"ДТС035М-РТ100.0,5.130.МГ.G1/2.И","4","Термопреобразователь сопротивления (-50...+500 С) ДТС035М-РТ100.0,5.130.МГ.G1/2.И",8090,9708,"Под заказ","ДТС.И","5",802,0,1,9025900008,"Производимый",24]
["2023-06-06T16:44:55.024","2023-06-06",102447,"ДТС035М-РТ100.0,5.180.МГ.И","4","Термопреобразователь сопротивления (-50...+500 С) ДТС035М-РТ100.0,5.180.МГ.И",7760,9312,"Под заказ","ДТС.И","5",802,0,1,9025900008,"Производимый",24]
["2023-06-06T16:44:55.024","2023-06-06",94445,"ДТС035М-РТ100.0,5.2000.И","4","Термопреобразователь сопротивления (-50...+500 С) ДТС035М-РТ100.0,5.2000.И",8735,10482,"Под заказ","ДТС.И","5",1000,0,1,9025900008,"Производимый",24]
["2023-06-06T16:44:55.024","2023-06-06",110083,"ДТС035М-РТ100.0,5.400.G1/2.И","4","Термопреобразователь сопротивления  (-50...+500 С) ДТС035М-РТ100.0,5.400.G1/2.И",8078,9693.6,"Под заказ","ДТС.И","5",1,0,1,9025900008,"Производимый",24]
["2023-06-06T16:44:55.024","2023-06-06",91163,"ДТС035М-РТ100.0,5.500.И","73","Термопреобразователь сопротивления (0... +200 С) ДТС035М-РТ100.0,5.500.И",7685,9222,"Под заказ","ДТС.И","5",1000,0,1,9025900008,"Производимый",24]
["2023-06-06T16:44:55.024","2023-06-06",97677,"ДТС035М-РТ100.0,5.60.МГ.G1/2.И","5","Термопреобразователь сопротивления (0...+300 С) ДТС035М-РТ100.0,5.60.МГ.G1/2.И",8090,9708,"Под заказ","ДТС.И","5",802,0,1,9025900008,"Производимый",24]
["2023-06-06T16:44:55.024","2023-06-06",132062,"ДТС035М-РТ100.0,5.70.И","3","Термопреобразователь сопротивления (0...+150 С) ДТС035М-РТ100.0,5.70.И",7260,8712,"Под заказ","ДТС.И","5",1000,0,1,9025900008,"Производимый",24]
["2023-06-06T16:44:55.024","2023-06-06",87018,"ДТС045М-100М.0,5.120.МГ.И","16","Термопреобразователь сопротивления (-50...+50 С) ДТС045М-100М.0,5.120.МГ.И",6865,8238,"Под заказ","ДТС.И","5",802,0,1,9025900008,"Производимый",24]
["2023-06-06T16:44:55.024","2023-06-06",76848,"ДТС045М-100М.0,5.160.МГ.И","1","Термопреобразователь сопротивления (-50...+180 С) ДТС045М-100М.0,5.160.МГ.И",6865,8238,"Под заказ","ДТС.И","5",802,0,1,9025900008,"Производимый",24]
["2023-06-06T16:44:55.024","2023-06-06",70049,"ДТС045М-100М.0,5.400.МГ.И","3","Термопреобразователь сопротивления (0...+150 С) ДТС045М-100М.0,5.400.МГ.И",7015,8418,"Под заказ","ДТС.И","5",802,0,1,9025900008,"Производимый",24]
["2023-06-06T16:44:55.024","2023-06-06",83291,"ДТС045М-100М.0,5.630.И","17","Термопреобразователь сопротивления (-50...+150 С) ДТС045м-100М.0,5.630.И",6515,7818,"Под заказ","ДТС.И","5",1000,0,1,9025900008,"Производимый",24]
["2023-06-06T16:44:55.024","2023-06-06",81010,"ДТС045М-100М.0,5.80.И","3","Термопреобразователь сопротивления (0...+150 С) ДТС045М-100М.0,5.80.И",6365,7638,"Под заказ","ДТС.И","5",1000,0,1,9025900008,"Производимый",24]
["2023-06-06T16:44:55.024","2023-06-06",108764,"ДТС045М-100П.0,25.100.И","12","Термопреобразователь сопротивления (-50... +100 С) ДТС045М-100П.0,25.100.И",8530,10236,"Под заказ","ДТС.И","По запросу",1,0,1,9025900008,"Производимый",24]
["2023-06-06T16:44:55.024","2023-06-06",79965,"ДТС045М-100П.0,5.1000.МГ.И","6","Термопреобразователь сопротивления (0...+500 С) ДТС045М-100П.0,5.1000.МГ.И",9345,11214,"Под заказ","ДТС.И","5",802,0,1,9025900008,"Производимый",24]
["2023-06-06T16:44:55.024","2023-06-06",131532,"ДТС045М-100П.0,5.160.G1/2.И","5","Термопреобразователь сопротивления (0...+300 С) ДТС045М-100П.0,5.160.G1/2.И",9050,10860,"Под заказ","ДТС.И","5",838,0,1,9025900008,"Производимый",24]
["2023-06-06T16:44:55.024","2023-06-06",94005,"ДТС045М-100П.0,5.320.И","4","Термопреобразователь сопротивления (-50...+500 С) ДТС045М-100П.0,5.320.И",8735,10482,"Под заказ","ДТС.И","5",838,0,1,9025900008,"Производимый",24]
["2023-06-06T16:44:55.024","2023-06-06",76415,"ДТС045М-100П.0,5.80.И","73","Термопреобразователь сопротивления (0...+200 С) ДТС045М-100П.0,5.80.И",8530,10236,"Под заказ","ДТС.И","10",675,0,1,9025900008,"Производимый",24]
["2023-06-06T16:44:55.024","2023-06-06",118619,"ДТС045М-50М.0,5.150.И","3","Термопреобразователь сопротивления (0...+150 С) ДТС045М-50М.0,5.150.И",6165,7398,"Под заказ","ДТС.И","5",1000,0,1,9025900008,"Производимый",24]
["2023-06-06T16:44:55.024","2023-06-06",94417,"ДТС045М-50М.0,5.250.И","3","Термопреобразователь сопротивления (0...+150 С) ДТС045М-50М.0,5.250.И",6165,7398,"Под заказ","ДТС.И","5",1000,0,1,9025900008,"Производимый",24]
["2023-06-06T16:44:55.024","2023-06-06",105811,"ДТС045М-50М.0,5.320.МГ.И","2","Термопреобразователь сопротивления (0...+100 С) ДТС045М-50М.0,5.320.МГ.И",6865,8238,"Под заказ","ДТС.И","5",802,0,1,9025900008,"Производимый",24]
["2023-06-06T16:44:55.024","2023-06-06",76799,"ДТС045М-50М.1,0.100.МГ.И","1","Термопреобразователь сопротивления (-50...+180 С) ДТС045М-50М.1,0.100.МГ.И",6665,7998,"Под заказ","ДТС.И","5",802,0,1,9025900008,"Производимый",24]
["2023-06-06T16:44:55.024","2023-06-06",70771,"ДТС045М-РТ100.0,25.100.И","73","Термопреобразователь сопротивления (0... +200 С) ДТС045М-РТ100.0,25.100.И",7260,8712,"Под заказ","ДТС.И","5",1000,0,1,9025900008,"Производимый",24]
["2023-06-06T16:44:55.024","2023-06-06",99803,"ДТС045М-РТ100.0,25.100.МГ.И","73","Термопреобразователь сопротивления (0... +200 С) ДТС045М-РТ100.0,25.100.МГ.И",7760,9312,"Под заказ","ДТС.И","5",802,0,1,9025900008,"Производимый",24]
["2023-06-06T16:44:55.024","2023-06-06",101353,"ДТС045М-РТ100.0,25.1600.И","4","Термопреобразователь сопротивления (-50...+ 500 С) ДТС045М-РТ100.0,25.1600.И",8735,10482,"Под заказ","ДТС.И","5",1000,0,1,9025900008,"Производимый",24]
["2023-06-06T16:44:55.024","2023-06-06",103895,"ДТС045М-РТ100.0,25.60.G1/2.И","4","Термопреобразователь сопротивления (-50...+ 500 С) ДТС045М-РТ100.0,25.60.G1/2.И",7590,9108,"Под заказ","ДТС.И","5",1000,0,1,9025900008,"Производимый",24]
["2023-06-06T16:44:55.024","2023-06-06",89358,"ДТС045М-РТ100.0,25.80.И","5","Термопреобразователь сопротивления (0... +300 С) ДТС045М-РТ100.0,25.80.И",7260,8712,"Под заказ","ДТС.И","5",1000,0,1,9025900008,"Производимый",24]
["2023-06-06T16:44:55.024","2023-06-06",74435,"ДТС045М-РТ100.0,5.100.МГ.И","6","Термопреобразователь сопротивления (0... +500 С) ДТС045М-РТ100.0,5.100.МГ.И",7760,9312,"Под заказ","ДТС.И","5",802,0,1,9025900008,"Производимый",24]
["2023-06-06T16:44:55.024","2023-06-06",128308,"ДТС045М-РТ100.0,5.160.G1/2.И","3","Термопреобразователь сопротивления (0...+150 С) ДТС045М-РТ100.0,5.160.G1/2.И",7590,9108,"Под заказ","ДТС.И","5",1000,0,1,9025900008,"Производимый",24]
["2023-06-06T16:44:55.024","2023-06-06",133109,"ДТС045М-РТ100.0,5.180.МГ.И","12","Термопреобразователь сопротивления (-50...+100 С) ДТС045М-РТ100.0,5.180.МГ.И",7750,9300,"Под заказ","ДТС.И","5",802,0,1,9025900008,"Производимый",24]
["2023-06-06T16:44:55.024","2023-06-06",78971,"ДТС045М-РТ100.0,5.200.МГ.И","5","Термопреобразователь сопротивления (0... +300 С) ДТС045М-РТ100.0,5.200.МГ.И",7760,9312,"Под заказ","ДТС.И","5",802,0,1,9025900008,"Производимый",24]
["2023-06-06T16:44:55.024","2023-06-06",84267,"ДТС045М-РТ100.0,5.320.МГ.И","73","Термопреобразователь сопротивления (0...+200 С) ДТС045М-РТ100.0,5.320.МГ.И",8185,9822,"Под заказ","ДТС.И","5",802,0,1,9025900008,"Производимый",24]
["2023-06-06T16:44:55.024","2023-06-06",91273,"ДТС045М-РТ100.0,5.500.МГ.И","12","Термопреобразователь сопротивления (-50...+100 С) ДТС045М-РТ100.0,5.500.МГ.И",8185,9822,"Под заказ","ДТС.И","5",802,0,1,9025900008,"Производимый",24]
["2023-06-06T16:44:55.024","2023-06-06",69711,"ДТС045М-РТ100.0,5.630.И","4","Термопреобразователь сопротивления (-50...+500 С) ДТС045М-РТ100.0,5.630.И",7685,9222,"Под заказ","ДТС.И","5",1000,0,1,9025900008,"Производимый",24]
["2023-06-06T16:44:55.024","2023-06-06",85790,"ДТС045М-РТ100.0,5.80.МГ.И","73","Термопреобразователь сопротивления (0...+200 С) ДТС045М-РТ100.0,5.80.МГ.И",7760,9312,"Под заказ","ДТС.И","5",802,0,1,9025900008,"Производимый",24]
["2023-06-06T16:44:55.024","2023-06-06",84125,"ДТС055М-50М.0,5.160.МГ.И","3","Термопреобразователь сопротивления (0...+150 С) ДТС055М-50М.0,5.160.МГ.И",6665,7998,"Под заказ","ДТС.И","5",802,0,1,9025900008,"Производимый",24]
["2023-06-06T16:44:55.024","2023-06-06",124987,"ДТС055М-50М.0,5.800.МГ.И","3","Термопреобразователь сопротивления (0...+150 С) ДТС055М-50М.0,5.800.МГ.И",6865,8238,"Под заказ","ДТС.И","5",802,0,1,9025900008,"Производимый",24]
["2023-06-06T16:44:55.024","2023-06-06",77398,"ДТС055М-РТ100.0,25.80.МГ.И","73","Термопреобразователь сопротивления (0...+200 С) ДТС055М-РТ100.0,25.80.МГ.И",7760,9312,"Под заказ","ДТС.И","5",802,0,1,9025900008,"Производимый",24]
["2023-06-06T16:44:55.024","2023-06-06",116127,"ДТС055МЭ-РТ100.0,5.120.И","4","Термопреобразователь сопротивления (-50..+500 С) ДТС055МЭ-РТ100.0,5.120.И",7689,9226.7999999999993,"Под заказ","ДТС.И","5",1000,0,1,9025900008,"Производимый",24]
["2023-06-06T16:44:55.024","2023-06-06",83794,"ДТС065М-100М.0,5.200.И","3","Термопреобразователь сопротивления (0...+150 С) ДТС065М-100М.0,5.200.И",6365,7638,"Под заказ","ДТС.И","5",1000,0,1,9025900008,"Производимый",24]
["2023-06-06T16:44:55.024","2023-06-06",134335,"ДТС065М-100М.0,5.60.G1/2.И","2","Термопреобразователь сопротивления (0...+100 С) ДТС065М-100М.0,5.60.G1/2.И",6560,7872,"Под заказ","ДТС.И","5",1000,0,1,9025900008,"Производимый",24]
["2023-06-06T16:44:55.024","2023-06-06",94938,"ДТС065М-100М.1,0.160.МГ.И","17","Термопреобразователь сопротивления (-50...+150 С) ДТС065М-100М.1,0.160.МГ.И",6865,8238,"Под заказ","ДТС.И","5",802,0,1,9025900008,"Производимый",24]
["2023-06-06T16:44:55.024","2023-06-06",80439,"ДТС065М-100П.0,25.80.И","73","Термопреобразователь сопротивления (0... +200 С) ДТС065М-100П.0,25.80.И",8530,10236,"Под заказ","ДТС.И","По запросу",1,0,1,9025900008,"Производимый",24]
["2023-06-06T16:44:55.024","2023-06-06",92971,"ДТС065М-100П.0,5.250.МГ.И","73","Термопреобразователь сопротивления (0...+200 С) ДТС065М-100П.0,5.250.МГ.И",9030,10836,"Под заказ","ДТС.И","5",802,0,1,9025900008,"Производимый",24]
["2023-06-06T16:44:55.024","2023-06-06",92583,"ДТС065М-100П.0,5.320.МГ.И","5","Термопреобразователь сопротивления   (0...+300 С) ДТС065М-100П.0,5.320.МГ.И",9235,11082,"Под заказ","ДТС.И","5",802,0,1,9025900008,"Производимый",24]
["2023-06-06T16:44:55.024","2023-06-06",76829,"ДТС065М-50М.0,5.120.И","1","Термопреобразователь сопротивления (-50...+180 С) ДТС065М-50М.0,5.120.И",6165,7398,"Под заказ","ДТС.И","5",1000,0,1,9025900008,"Производимый",24]
["2023-06-06T16:44:55.024","2023-06-06",68457,"ДТС065М-50М.0,5.60.И","2","Термопреобразователь сопротивления (0...+100 С) ДТС065М-50М.0,5.60.И",6165,7398,"Под заказ","ДТС.И","5",1000,0,1,9025900008,"Производимый",24]
["2023-06-06T16:44:55.024","2023-06-06",81955,"ДТС065М-50М.1,0.100.И","2","Термопреобразователь сопротивления (0...+100 С) ДТС065М-50М.1,0.100.И",6165,7398,"Под заказ","ДТС.И","По запросу",1,0,1,9025900008,"Производимый",24]
["2023-06-06T16:44:55.024","2023-06-06",99697,"ДТС065М-РТ100.0,25.100.G1/2.И","12","Термопреобразователь сопротивления (-50...+100 С) ДТС065М-РТ100.0,25.100.G1/2.И ",7590,9108,"Под заказ","ДТС.И","5",1000,0,1,9025900008,"Производимый",24]
["2023-06-06T16:44:55.024","2023-06-06",88470,"ДТС065М-РТ100.0,25.200.И","12","Термопреобразователь сопротивления (-50...+100 С) ДТС065М-РТ100.0,25.200.И ",7260,8712,"Под заказ","ДТС.И","5",1000,0,1,9025900008,"Производимый",24]
["2023-06-06T16:44:55.024","2023-06-06",92891,"ДТС065М-РТ100.0,25.400.МГ.И","5","Термопреобразователь сопротивления (0...+300 С) ДТС065М-РТ100.0,25.400.МГ.И ",8185,9822,"Под заказ","ДТС.И","5",802,0,1,9025900008,"Производимый",24]
["2023-06-06T16:44:55.024","2023-06-06",100908,"ДТС065М-РТ100.0,25.60.МГ.И","5","Термопреобразователь сопротивления (0...+300 С) ДТС065М-РТ100.0,25.60.МГ.И",7760,9312,"Под заказ","ДТС.И","5",802,0,1,9025900008,"Производимый",24]
["2023-06-06T16:44:55.024","2023-06-06",118685,"ДТС065М-РТ100.0,5.120.МГ.G1/2.И","4","Термопреобразователь сопротивления (-50...+500 С) ДТС065М-РТ100.0,5.120.МГ.G1/2.И",8090,9708,"Под заказ","ДТС.И","5",802,0,1,9025900008,"Производимый",24]
["2023-06-06T16:44:55.024","2023-06-06",71020,"ДТС065М-РТ100.0,5.160.И","4","Термопреобразователь сопротивления (-50...+500 С) ДТС065М-РТ100.0,5.160.И",7260,8712,"Под заказ","ДТС.И","5",1000,0,1,9025900008,"Производимый",24]
["2023-06-06T16:44:55.024","2023-06-06",127615,"ДТС065М-РТ100.0,5.200.G1/2.И","3","Термопреобразователь сопротивления (0...+150 С) ДТС065М-РТ100.0,5.200.G1/2.И",7590,9108,"Под заказ","ДТС.И","5",1000,0,1,9025900008,"Производимый",24]
["2023-06-06T16:44:55.024","2023-06-06",86964,"ДТС065М-РТ100.0,5.250.И","6","Термопреобразователь сопротивления (0...+500 С) ДТС065М-РТ100.0,5.250.И",7260,8712,"Под заказ","ДТС.И","5",1000,0,1,9025900008,"Производимый",24]
["2023-06-06T16:44:55.024","2023-06-06",117366,"ДТС065М-РТ100.0,5.60.G1/2.И","4","Термопреобразователь сопротивления (-50...+500 С) ДТС065М-РТ100.0,5.60.G1/2.И",7590,9108,"Под заказ","ДТС.И","5",1000,0,1,9025900008,"Производимый",24]
["2023-06-06T16:44:55.024","2023-06-06",83880,"ДТС065М-РТ100.0,5.60.МГ.И","4","Термопреобразователь сопротивления (-50... +500 С) ДТС065М-РТ100.0,5.60.МГ.И",7760,9312,"Под заказ","ДТС.И","5",802,0,1,9025900008,"Производимый",24]
["2023-06-06T16:44:55.024","2023-06-06",104478,"ДТС075М-100М.0,5.400.И","17","Термопреобразователь сопротивления (-50...+150 С) ДТС075М-100М.0,5.400.И",6515,7818,"Под заказ","ДТС.И","5",1000,0,1,9025900008,"Производимый",24]
["2023-06-06T16:44:55.024","2023-06-06",92370,"ДТС075М-100М.0,5.80.И","16","Термопреобразователь сопротивления (-50...+50 С) ДТС075М-100М.0,5.80.И",6365,7638,"Под заказ","ДТС.И","5",1000,0,1,9025900008,"Производимый",24]
["2023-06-06T16:44:55.024","2023-06-06",87390,"ДТС075М-100П.0,5.500.И","4","Термопреобразователь сопротивления (-50... +500 С) ДТС075М-100П.0,5.500.И",8735,10482,"Под заказ","ДТС.И","5",838,0,1,9025900008,"Производимый",24]
["2023-06-06T16:44:55.024","2023-06-06",90599,"ДТС075М-50М.0,5.630.И","1","Термопреобразователь сопротивления (-50...+180 С) ДТС075М-50М.0,5.630.И",6365,7638,"Под заказ","ДТС.И","5",1000,0,1,9025900008,"Производимый",24]
["2023-06-06T16:44:55.024","2023-06-06",121063,"ДТС075М-РТ100.0,25.500.И","12","Термопреобразователь сопротивления (-50...+100 С) ДТС075М-РТ100.0,25.500.И",7685,9222,"Под заказ","ДТС.И","5",1000,0,1,9025192000,"Производимый",24]
["2023-06-06T16:44:55.024","2023-06-06",94956,"ДТС075М-РТ100.0,5.100.МГ.G1/2.И","4","Термопреобразователь сопротивления (-50...+500 С) ДТС075М-РТ100.0,5.100.МГ.G1/2.И",8090,9708,"Под заказ","ДТС.И","5",802,0,1,9025900008,"Производимый",24]
["2023-06-06T16:44:55.024","2023-06-06",76039,"ДТС075М-РТ100.0,5.250.И","12","Термопреобразователь сопротивления (-50... +100 С) ДТС075М-РТ100.0,5.250.И",7260,8712,"Под заказ","ДТС.И","5",1000,0,1,9025900008,"Производимый",24]
["2023-06-06T16:44:55.024","2023-06-06",136421,"ДТС075М-РТ100.0,5.60.МГ.И","5","Термопреобразователь сопротивления (0...+300 °С) ДТС075М-РТ100.0,5.60.МГ.И",7760,9312,"Под заказ","ДТС.И","5",802,0,1,9025900008,"Производимый",24]
["2023-06-06T16:44:55.024","2023-06-06",96222,"ДТС085М-100П.0,5.160.И","5","Термопреобразователь сопротивления (0...+300 С) ДТС085М-100П.0,5.160.И",8530,10236,"Под заказ","ДТС.И","5",418,0,1,9025900008,"Производимый",24]
["2023-06-06T16:44:55.024","2023-06-06",131780,"ДТС085М-50М.0,5.60.МГ.И","3","Термопреобразователь сопротивления (0...+150 С) ДТС085М-50М.0,5.60.МГ.И",6665,7998,"Под заказ","ДТС.И","5",418,0,1,9025900008,"Производимый",24]
["2023-06-06T16:44:55.024","2023-06-06",93832,"ДТС095М-100М.0,5.200.МГ.И","1","Термопреобразователь сопротивления (-50...+180 С) ДТС095М-100М.0,5.200.МГ.И",6865,8238,"Под заказ","ДТС.И","5",600,0,1,9025900008,"Производимый",24]
["2023-06-06T16:44:55.024","2023-06-06",131171,"ДТС095М-100П.0,5.80.И","5","Термопреобразователь сопротивления (0...+300 С) ДТС095М-100П.0,5.80.И",8530,10236,"Под заказ","ДТС.И","По запросу",1,0,1,9025900008,"Производимый",24]
["2023-06-06T16:44:55.024","2023-06-06",135678,"ДТС095М-РТ100.0,25.80.МГ.G1/2.И","73","Термопреобразователь сопротивления (0...+200 С) ДТС095М-РТ100.0,25.80.МГ.G1/2.И",8090,9708,"Под заказ","ДТС.И","5",600,0,1,9025900008,"Производимый",24]
["2023-06-06T16:44:55.024","2023-06-06",128471,"ДТС095М-РТ100.0,5.60.МГ.И","4","Термопреобразователь сопротивления (-50...+500 С) ДТС095М-РТ100.0,5.60.МГ.И",7760,9312,"Под заказ","ДТС.И","По запросу",1,0,1,9025900008,"Производимый",24]
["2023-06-06T16:44:55.024","2023-06-06",74180,"ДТС105М-100М.0,5.160.И","3","Термопреобразователь сопротивления (0...+150 С) ДТС105М-100М.0,5.160.И",6365,7638,"Под заказ","ДТС.И","5",1000,0,1,9025900008,"Производимый",24]
["2023-06-06T16:44:55.024","2023-06-06",115495,"ДТС105М-100М.0,5.250.И","16","Термопреобразователь сопротивления (-50..+50 С) ДТС105М-100М.0,5.250.И",6365,7638,"Под заказ","ДТС.И","5",1000,0,1,9025900008,"Производимый",24]
["2023-06-06T16:44:55.024","2023-06-06",119422,"ДТС105М-100М.0,5.60.МГ.И","3","Термопреобразователь сопротивления (0...+150 С) ДТС105М-100М.0,5.60.МГ.И",6865,8238,"Под заказ","ДТС.И","5",802,0,1,9025900008,"Производимый",24]
["2023-06-06T16:44:55.024","2023-06-06",128310,"ДТС105М-100М.0,5.80.МГ.G1/2.И","2","Термопреобразователь сопротивления (0...+100 С) ДТС105М-100М.0,5.80.МГ.G1/2.И",7060,8472,"Под заказ","ДТС.И","5",802,0,1,9025900008,"Производимый",24]
["2023-06-06T16:44:55.024","2023-06-06",116533,"ДТС105М-100П.0,25.1000.И","73","Термопреобразователь сопротивления (0..+200 С) ДТС105М-100П.0,25.1000.И",8845,10614,"Под заказ","ДТС.И","5",838,0,1,9025900008,"Производимый",24]
["2023-06-06T16:44:55.024","2023-06-06",115909,"ДТС105М-100П.0,5.100.И","12","Термопреобразователь сопротивления (-50..+100 С) ДТС105М-100П.0,5.100.И",8530,10236,"Под заказ","ДТС.И","10",675,0,1,9025900008,"Производимый",24]
["2023-06-06T16:44:55.024","2023-06-06",126136,"ДТС105М-100П.0,5.200.МГ.G1/2.И","6","Термопреобразователь сопротивления (0...+ 500 С) ДТС105М-100П.0,5.200.МГ.G1/2.И",9550,11460,"Под заказ","ДТС.И","5",802,0,1,9025900008,"Производимый",24]
["2023-06-06T16:44:55.024","2023-06-06",131325,"ДТС105М-50М.0,5.150.G1/2.И","3","Термопреобразователь сопротивления (0...+150 С) ДТС105М-50М.0,5.150.G1/2.И",6330,7596,"Под заказ","ДТС.И","5",1000,0,1,9025900008,"Производимый",24]
["2023-06-06T16:44:55.024","2023-06-06",96550,"ДТС105М-50М.0,5.2000.И","2","Термопреобразователь сопротивления (0...+100 С) ДТС105М-50М.0,5.2000.И",6790,8148,"Под заказ","ДТС.И","5",1000,0,1,9025900008,"Производимый",24]
["2023-06-06T16:44:55.024","2023-06-06",112961,"ДТС105М-50М.0,5.560.МГ.И","2","Термопреобразователь сопротивления  (0..+100 С) ДТС105М-50М.0,5.560.МГ.И [2]",6865,8238,"Под заказ","ДТС.И","По запросу",1,0,1,9025900008,"Производимый",24]
["2023-06-06T16:44:55.024","2023-06-06",126057,"ДТС105М-50М.1,0.100.МГ.G1/4.И","17","Термопреобразователь сопротивления (-50...+150 С) ДТС105М-50М.1,0.100.МГ.G1/4.И",6830,8196,"Под заказ","ДТС.И","5",802,0,1,9025900008,"Производимый",24]
["2023-06-06T16:44:55.024","2023-06-06",84032,"ДТС105М-50М.1,0.200.И","1","Термопреобразователь сопротивления (-50...+180 С) ДТС105М-50М.1,0.200.И",6165,7398,"Под заказ","ДТС.И","5",1000,0,1,9025900008,"Производимый",24]
["2023-06-06T16:44:55.024","2023-06-06",107418,"ДТС105М-50М.1,0.80.И","3","Термопреобразователь сопротивления (0...+150С) ДТС105М-50М.1,0.80.И",6165,7398,"Под заказ","ДТС.И","5",1000,0,1,9025900008,"Производимый",24]
["2023-06-06T16:44:55.024","2023-06-06",112796,"ДТС105М-РТ100.0,25.160.И","73","Термопреобразователь сопротивления (0...+200 С) ДТС105М-РТ100.0,25.160.И",7260,8712,"Под заказ","ДТС.И","5",1000,0,1,9025900008,"Производимый",24]
["2023-06-06T16:44:55.024","2023-06-06",68558,"ДТС105М-РТ100.0,25.320.И","12","Термопреобразователь сопротивления (-50...+100 С) ДТС105М-РТ100.0,25.320.И",7685,9222,"Под заказ","ДТС.И","5",1000,0,1,9025900008,"Производимый",24]
["2023-06-06T16:44:55.024","2023-06-06",130839,"ДТС105М-РТ100.0,25.60.G1/2.И","73","Термопреобразователь сопротивления (0...+200 С) ДТС105М-РТ100.0,25.60.G1/2.И",7590,9108,"Под заказ","ДТС.И","5",1000,0,1,9025900008,"Производимый",24]
["2023-06-06T16:44:55.024","2023-06-06",92897,"ДТС105М-РТ100.0,5.100.И","6","Термопреобразователь сопротивления (0...+500 С) ДТС105М-РТ100.0,5.100.И",7260,8712,"Под заказ","ДТС.И","5",1000,0,1,9025900008,"Производимый",24]
["2023-06-06T16:44:55.024","2023-06-06",71393,"ДТС105М-РТ100.0,5.120.И","73","Термопреобразователь сопротивления (0...+200 С) ДТС105М-РТ100.0,5.120.И",7260,8712,"Под заказ","ДТС.И","5",1000,0,1,9025900008,"Производимый",24]
["2023-06-06T16:44:55.024","2023-06-06",92790,"ДТС105М-РТ100.0,5.120.МГ.И","5","Термопреобразователь сопротивления (0...+300 С) ДТС105М-РТ100.0,5.120.МГ.И",7760,9312,"Под заказ","ДТС.И","5",802,0,1,9025900008,"Производимый",24]
["2023-06-06T16:44:55.024","2023-06-06",103744,"ДТС105М-РТ100.0,5.200.МГ.G1/2.И","73","Термопреобразователь сопротивления (0...+ 200 С) ДТС105М-РТ100.0,5.200.МГ.G1/2.И",8090,9708,"Под заказ","ДТС.И","5",802,0,1,9025900008,"Производимый",24]
["2023-06-06T16:44:55.024","2023-06-06",120517,"ДТС105М-РТ100.0,5.320.И","5","Термопреобразователь сопротивления (0...+300 С) ДТС105М-РТ100.0,5.320.И",7685,9222,"Под заказ","ДТС.И","5",1000,0,1,9025900008,"Производимый",24]
["2023-06-06T16:44:55.024","2023-06-06",126433,"ДТС105М-РТ100.0,5.60.МГ.И","5","Термопреобразователь сопротивления (0...+300 С) ДТС105М-РТ100.0,5.60.МГ.И",7760,9312,"Под заказ","ДТС.И","5",802,0,1,9025900008,"Производимый",24]
["2023-06-06T16:44:55.024","2023-06-06",102976,"ДТС105М-РТ100.0,5.80.МГ.G1/2.И","12","Термопреобразователь сопротивления (-50...+100 С) ДТС105М-РТ100.0,5.80.МГ.G1/2.И",8090,9708,"Под заказ","ДТС.И","5",802,0,1,9025900008,"Производимый",24]
["2023-06-06T16:44:55.024","2023-06-06",74083,"ДТС125М-РТ100.0,25.60.И","15","Термопреобразователь сопротивления (-40...+80 С) ДТС125М-РТ100.0,25.60.И",6665,7998,"Под заказ","ДТС.И","5",1000,0,1,9025900008,"Производимый",24]
["2023-06-06T16:44:55.024","2023-06-06",76036,"ДТС145М-100М.0,5.60.G1/2.И","2","Термопреобразователь сопротивления (0...+100 С) ДТС145М-100М.0,5.60.G1/2.И",6560,7872,"Под заказ","ДТС.И","5",1000,0,1,9025900008,"Производимый",24]
["2023-06-06T16:44:55.024","2023-06-06",105463,"ДТС145М-100М.1,0.60.И","3","Термопреобразователь сопротивления (0...+150 С) ДТС145М-100М.1,0.60.И",6365,7638,"Под заказ","ДТС.И","5",1000,0,1,9025900008,"Производимый",24]
["2023-06-06T16:44:55.024","2023-06-06",86649,"ДТС145М-100П.0,25.250.МГ.И","6","Термопреобразователь сопротивления (0...+500 С) ДТС145М-100П.0,25.250.МГ.И",9030,10836,"Под заказ","ДТС.И","По запросу",1,0,1,9025900008,"Производимый",24]
["2023-06-06T16:44:55.024","2023-06-06",101249,"ДТС145М-100П.0,5.200.И","5","Термопреобразователь сопротивления (0...+300 С) ДТС145М-100П.0,5.200.И",8530,10236,"Под заказ","ДТС.И","5",838,0,1,9025900008,"Производимый",24]
["2023-06-06T16:44:55.024","2023-06-06",72889,"ДТС145М-50М.0,5.250.И","2","Термопреобразователь сопротивления (0...+100 С) ДТС145М-50М.0,5.250.И",6165,7398,"Под заказ","ДТС.И","5",1000,0,1,9025900008,"Производимый",24]
["2023-06-06T16:44:55.024","2023-06-06",125551,"ДТС145М-50М.0,5.80.МГ.И","16","Термопреобразователь сопротивления (-50...+50 С) ДТС145М-50М.0,5.80.МГ.И",6665,7998,"Под заказ","ДТС.И","По запросу",1,0,1,9025900008,"Производимый",24]
["2023-06-06T16:44:55.024","2023-06-06",77810,"ДТС145М-50М.1,0.80.И","17","Термопреобразователь сопротивления (-50...+150 С) ДТС145М-50М.1,0.80.И",6165,7398,"Под заказ","ДТС.И","5",1000,0,1,9025900008,"Производимый",24]
["2023-06-06T16:44:55.024","2023-06-06",131510,"ДТС145М-РТ100.0,25.60.И","3","Термопреобразователь сопротивления (0...+150 С) ДТС145М-РТ100.0,25.60.И",7260,8712,"Под заказ","ДТС.И","5",1000,0,1,9025900008,"Производимый",24]
["2023-06-06T16:44:55.024","2023-06-06",121221,"ДТС145М-РТ100.0,25.80.МГ.И","3","Термопреобразователь сопротивления (0...+150 С) ДТС145М-РТ100.0,25.80.МГ.И",7760,9312,"Под заказ","ДТС.И","5",1,0,1,9025900008,"Производимый",24]
["2023-06-06T16:44:55.024","2023-06-06",94790,"ДТС145М-РТ100.0,5.100.МГ.И","4","Термопреобразователь сопротивления (-50...+500 С) ДТС145М-РТ100.0,5.100.МГ.И",7760,9312,"Под заказ","ДТС.И","5",802,0,1,9025900008,"Производимый",24]
["2023-06-06T16:44:55.024","2023-06-06",107907,"ДТС145М-РТ100.0,5.200.G1/2.И","73","Термопреобразователь сопротивления (0...+200С) ДТС145М-РТ100.0,5.200.G1/2.И",7590,9108,"Под заказ","ДТС.И","5",1000,0,1,9025900008,"Производимый",24]
["2023-06-06T16:44:55.024","2023-06-06",104521,"ДТС145М-РТ100.0,5.250.И","6","Термопреобразователь сопротивления (0...+500 С) ДТС145М-РТ100.0,5.250.И",7260,8712,"Под заказ","ДТС.И","5",1000,0,1,9025900008,"Производимый",24]
["2023-06-06T16:44:55.024","2023-06-06",70018,"ДТС145М-РТ100.0,5.400.G1/2.И","6","Термопреобразователь сопротивления (0... +500 С) ДТС145М-РТ100.0,5.400.G1/2.И",8078,9693.6,"Под заказ","ДТС.И","По запросу",1,0,1,9025900008,"Производимый",24]
["2023-06-06T16:44:55.024","2023-06-06",74092,"ДТС145М-РТ100.0,5.800.И","4","Термопреобразователь сопротивления (-50...+500 С) ДТС145М-РТ100.0,5.800.И",7685,9222,"Под заказ","ДТС.И","5",720,0,1,9025900008,"Производимый",24]
["2023-06-06T16:44:55.024","2023-06-06",81561,"ДТС325М-100М.0,5.50.И","2","Термопреобразователь сопротивления (0...+100 С) ДТС325М-100М.0,5.50.И",6935,8322,"Под заказ","ДТС.И","5",1,0,1,9025900008,"Производимый",24]
["2023-06-06T16:44:55.024","2023-06-06",81899,"ДТС325М-100М.0,5.80.И","3","Термопреобразователь сопротивления (0...+150 С) ДТС325М-100М.0,5.80.И",6935,8322,"Под заказ","ДТС.И","5",1,0,1,9025900008,"Производимый",24]
["2023-06-06T16:44:55.024","2023-06-06",70754,"ДТС325М-50М.0,5.50.МГ.И","3","Термопреобразователь сопротивления (0...+150 С) ДТС325М-50М.0,5.50.МГ.И",7290,8748,"Под заказ","ДТС.И","По запросу",1,0,1,9025900008,"Производимый",24]
["2023-06-06T16:44:55.024","2023-06-06",99685,"ДТС335М-100М.0,5.100.МГ.И","16","Термопреобразователь сопротивления (-50...+50 С) ДТС335М-100М.0,5.100.МГ.И",6865,8238,"Под заказ","ДТС.И","5",802,0,1,9025900008,"Производимый",24]
["2023-06-06T16:44:55.024","2023-06-06",126965,"ДТС335М-100М.0,5.400.МГ.И","3","Термопреобразователь сопротивления (0...+150 С) ДТС335М-100М.0,5.400.МГ.И",7015,8418,"Под заказ","ДТС.И","По запросу",1,0,1,9025900008,"Производимый",24]
["2023-06-06T16:44:55.024","2023-06-06",134514,"ДТС335М-100П.0,25.100.И","12","Термопреобразователь сопротивления (-50...+100 С) ДТС335М-100П.0,25.100.И",8530,10236,"Под заказ","ДТС.И","5",1,0,1,9025900008,"Производимый",24]
["2023-06-06T16:44:55.024","2023-06-06",96521,"ДТС335М-50М.0,5.60.И","1","Термопреобразователь сопротивления (-50...+180 С) ДТС335М-50М.0,5.60.И",6165,7398,"Под заказ","ДТС.И","5",1000,0,1,9025900008,"Производимый",24]
["2023-06-06T16:44:55.024","2023-06-06",128668,"ДТС335М-РТ100.0,25.120.И","5","Термопреобразователь сопротивления (0...+300 С) ДТС335М-РТ100.0,25.120.И ",7260,8712,"Под заказ","ДТС.И","5",1000,0,1,9025900008,"Производимый",24]
["2023-06-06T16:44:55.024","2023-06-06",110285,"ДТС335М-РТ100.0,25.60.И","73","Термопреобразователь сопротивления  (0...+200 С) ДТС335М-РТ100.0,25.60.И",7260,8712,"Под заказ","ДТС.И","5",1000,0,1,9025900008,"Производимый",24]
["2023-06-06T16:44:55.024","2023-06-06",96848,"ДТС335М-РТ100.0,5.100.И","3","Термопреобразователь сопротивления (0... +150 С) ДТС335М-РТ100.0,5.100.И",7260,8712,"Под заказ","ДТС.И","5",1000,0,1,9025900008,"Производимый",24]
["2023-06-06T16:44:55.024","2023-06-06",132053,"ДТС335М-РТ100.0,5.500.И","73","Термопреобразователь сопротивления (0...+200 С) ДТС335М-РТ100.0,5.500.И",7685,9222,"Под заказ","ДТС.И","5",1000,0,1,9025900008,"Производимый",24]
["2023-06-06T16:44:55.024","2023-06-06",100950,"ДТС405М-100М.0,5.80.И","3","Термопреобразователь сопротивления (0...+150 С) ДТС405М-100М.0,5.80.И",6835,8202,"Под заказ","ДТС.И","5",600,0,1,9025900008,"Производимый",24]
["2023-06-06T16:44:55.024","2023-06-06",114569,"ДТС405М-50М.0,5.120.МГ.И","2","Термопреобразователь сопротивления (0..+100 С) ДТС405М-50М.0,5.120.МГ.И [2]",7190,8628,"Под заказ","ДТС.И","5",662,0,1,9025900008,"Производимый",24]
["2023-06-06T16:44:55.024","2023-06-06",117411,"ДТС405М-50М.1,0.180.МГ.И","16","Термопреобразователь сопротивления (-50...+50 С) ДТС405М-50М.1,0.180.МГ.И",7190,8628,"Под заказ","ДТС.И","По запросу",1,0,1,9025900008,"Производимый",24]
["2023-06-06T16:44:55.024","2023-06-06",83654,"ДТС405М-РТ100.0,5.160.И","73","Термопреобразователь сопротивления (0...+200 С) ДТС405М-РТ100.0,5.160.И ",7665,9198,"Под заказ","ДТС.И","5",600,0,1,9025900008,"Производимый",24]
["2023-06-06T16:44:55.024","2023-06-06",72880,"ДТС405М-РТ100.0,5.320.И","12","Термопреобразователь сопротивления (-50...+100 С) ДТС405М-РТ100.0,5.320.И ",7835,9402,"Под заказ","ДТС.И","5",600,0,1,9025900008,"Производимый",24]
["2023-06-06T16:44:55.024","2023-06-06",125810,"ДТС015М-РТ100.0,5.80.RS",null,"Датчик температуры с цифровым выходом (-50…+500 С) ДТС015М-РТ100.0,5.80.RS",18075,21690,"Под заказ","ДТС.RS","По запросу",1,0,1,9025900008,"Производимый",24]
["2023-06-06T16:44:55.024","2023-06-06",118698,"ДТС045М-100М.1,0.80.RS",null,"Датчик температуры с цифровым выходом (-50...+180 С) ДТС045М-100М.1,0.80.RS ",17300,20760,"Под заказ","ДТС.RS","По запросу",1,0,1,9025900008,"Производимый",24]
["2023-06-06T16:44:55.024","2023-06-06",114530,"ДТС075М-100П.0,5.100.МГ.RS",null,"Датчик температуры с цифровым выходом (-50…+500 С) ДТС075М-100П.0,5.100.МГ.RS",19965,23958,"Под заказ","ДТС.RS","10",1,0,1,9025900008,"Производимый",24]
["2023-06-06T16:44:55.024","2023-06-06",117489,"ДТС105М-50М.0,5.400.RS",null,"Датчик температуры с цифровым выходом (-50…+180 С) ДТС105М-50М.0,5.400.RS",17300,20760,"Под заказ","ДТС.RS","5",38,0,1,9025900008,"Производимый",24]
["2023-06-06T16:44:55.024","2023-06-06",118279,"ДТС325М-РТ100.0,25.50.RS",null,"Датчик температуры с цифровым выходом (-50…+200 С) ДТС325М-РТ100.0,25.50.RS",18600,22320,"Под заказ","ДТС.RS","5",38,0,1,9025900008,"Производимый",24]
["2023-06-06T16:44:55.024","2023-06-06",89219,"ДТС224Э1-РТ1000.В3.43/2",null,"Термопреобразователь сопротивления ДТС224Э1-РТ1000.В3.43/2",2874,3448.8,"Под заказ","ВЕЗА","12",759,0,1,9025900008,"Производимый",24]
["2023-06-06T16:44:55.024","2023-06-06",131903,"ДТС3105-РТ100.В2.100.G1/2",null,"Термопреобразователь сопротивления ДТС3105-РТ100.В2.100.G1/2",1904,2284.8000000000002,"Под заказ","3ххх РТ100","По запросу",1,0,1,9025900008,"Производимый",24]
["2023-06-06T16:44:55.024","2023-06-06",47950,"ДТС3194-РТ100.В3.120/2",null,"Термопреобразователь сопротивления ДТС3194-РТ100.В3.120/2",1740,2088,"Под заказ","3ххх РТ100","12",1000,0,1,9025900008,"Производимый",24]
["2023-06-06T16:44:55.024","2023-06-06",32011,"ДТС3225-РТ100.В4",null,"Термопреобразователь сопротивления ДТС3225-РТ100.В4",1375,1650,"Под заказ","3ххх РТ100","4",400,0,1,9025900008,"Производимый",24]
["2023-06-06T16:44:55.024","2023-06-06",125929,"ДТС3014-РТ1000.В2.80/2",null,"Термопреобразователь сопротивления ДТС3014-РТ1000.В2.80/2",1070,1284,"Под заказ","3ххх РТ1000","12",1000,0,1,9025900008,"Производимый",24]
["2023-06-06T16:44:55.024","2023-06-06",119597,"ДТС3015-РТ1000.В2.450",null,"Термопреобразователь сопротивления ДТС3015-РТ1000.В2.450",1465,1758,"Под заказ","3ххх РТ1000","4",275,0,1,9025900008,"Производимый",24]
["2023-06-06T16:44:55.024","2023-06-06",110180,"ДТС3105-РТ1000.В2.50.G1/2",null,"Термопреобразователь сопротивления ДТС3105-РТ1000.В2.50.G1/2",1904,2284.8000000000002,"Под заказ","3ххх РТ1000","4",689,0,1,9025900008,"Производимый",24]
["2023-06-06T16:44:55.024","2023-06-06",62840,"ДТС3194-РТ1000.В2.200/2.G1/2",null,"Термопреобразователь сопротивления ДТС3194-РТ1000.В2.200/2.G1/2",2001,2401.1999999999998,"Под заказ","3ххх РТ1000","12",1,0,1,9025900008,"Производимый",24]
["2023-06-06T16:44:55.024","2023-06-06",18084,"ДТС3225-50М.В4",null,"Термопреобразователь сопротивления ДТС3225-50М.В4",1375,1650,"Под заказ","3ххх 50М","30",1,0,1,9025900008,"Производимый",24]
["2023-06-06T16:44:55.024","2023-06-06",54066,"ДУ.3-2,5",null,"Кондуктометрический датчик ДУ.3-2,5",1755,2106,"Стандартный","ДУ","2",668,0,1,9026900000,"Производимый",12]
["2023-06-06T16:44:55.024","2023-06-06",66069,"ИТП-14.КР.Щ9.К",null,"Измеритель аналоговых сигналов универсальный ИТП-14.КР.Щ9.К",6244,7492.8,"Стандартный","ИТП-14","3",100,0,1,9030310000,"Производимый",24]
["2023-06-06T16:44:55.024","2023-06-06",12989,"КАБЕЛЬ МКЭШ 5Х0,75",null,"КАБЕЛЬ МКЭШ 5Х0,75",180,216,"Стандартный","МКЭШ","1",135,0,10,8544499101,"Производимый",0]
["2023-06-06T16:44:55.024","2023-06-06",132533,"КАБЕЛЬ-РАЗЪЕМ С19L15,0.5",null,"КАБЕЛЬ-РАЗЪЕМ С19L15,0.5",1858,2230,"Под заказ","ВБ кабель","26",0,0,1,8544429007,"Производимый",24]
["2023-06-06T16:44:55.024","2023-06-06",119208,"КАБЕЛЬ-РАЗЪЕМ С21L2,0.4",null,"КАБЕЛЬ-РАЗЪЕМ С21L2,0.4",700,840,"Под заказ","ВБ кабель","26",0,0,1,8544429007,"Производимый",0]
["2023-06-06T16:44:55.024","2023-06-06",120897,"КДТС014-РТ1000.В4.45/1",null,"Комплекты термопреобразователей сопротивления КДТС014-РТ1000.В4.45/1",4205,5046,"Под заказ","КДТС","5",30,0,1,9025900008,"Производимый",24]
["2023-06-06T16:44:55.024","2023-06-06",108692,"КДТС035-РТ100.А4.100.МГ.G1/2",null,"Комплекты термопреобразователей сопротивления КДТС035-РТ100.А4.100.МГ.G1/2",6138,7365.6,"Под заказ","КДТС","5",41,0,1,9025900008,"Производимый",24]
["2023-06-06T16:44:55.024","2023-06-06",61729,"КДТС035-РТ100.В4.200.G1/2",null,"Комплекты термопреобразователей сопротивления КДТС035-РТ100.В4.200.G1/2",4698,5637.6,"Под заказ","КДТС","5",41,0,1,9025900008,"Производимый",24]
["2023-06-06T16:44:55.024","2023-06-06",113143,"КДТС045-РТ100.А4.100",null,"Комплекты термопреобразователей сопротивления КДТС045-РТ100.А4.100",4902,5882.4,"Под заказ","КДТС","5",41,0,1,9025900008,"Производимый",24]
["2023-06-06T16:44:55.024","2023-06-06",46808,"КДТС045-РТ100.В4.80",null,"Комплекты термопреобразователей сопротивления КДТС045-РТ100.В4.80",4085,4902,"Под заказ","КДТС","5",41,0,1,9025900008,"Производимый",24]
["2023-06-06T16:44:55.024","2023-06-06",112494,"КДТС054-РТ100.А4.60/7.G1/2",null,"Комплекты термопреобразователей сопротивления КДТС054-РТ100.А4.60/7.G1/2",6076,7291.2,"Под заказ","КДТС","30",343,0,1,9025900008,"Производимый",24]
["2023-06-06T16:44:55.024","2023-06-06",61860,"КДТС054-РТ500.А4.60/1,5",null,"Комплекты термопреобразователей сопротивления КДТС054-РТ500.А4.60/1,5",4824,5788.8,"Под заказ","КДТС","30",24,0,1,9025900008,"Производимый",24]
["2023-06-06T16:44:55.024","2023-06-06",48410,"КДТС105-РТ100.В4.160",null,"Комплекты термопреобразователей сопротивления КДТС105-РТ100.В4.160",4870,5844,"Под заказ","КДТС","5",11,0,1,9025900008,"Производимый",24]
["2023-06-06T16:44:55.024","2023-06-06",73403,"КДТС105-РТ1000.В2.60.М20Х1,5",null,"Комплекты термопреобразователей сопротивления КДТС105-РТ1000.В2.60.М20Х1,5",5601,6721.2,"Под заказ","КДТС","5",1,0,1,9025900008,"Производимый",24]
["2023-06-06T16:44:55.024","2023-06-06",63043,"КДТС145-РТ100.В4.200",null,"Комплекты термопреобразователей сопротивления КДТС145-РТ100.В4.200",4085,4902,"Под заказ","КДТС","5",41,0,1,9025900008,"Производимый",24]
["2023-06-06T16:44:55.024","2023-06-06",97418,"КДТС145-РТ500.А4.160",null,"Комплекты термопреобразователей сопротивления КДТС145-РТ500.А4.160",4902,5882.4,"Под заказ","КДТС","5",1,0,1,9025900008,"Производимый",24]
["2023-06-06T16:44:55.024","2023-06-06",104588,"КК-03.2",null,"КК-03.2 Коробка клеммная RS-485",3000,3600,"Под заказ","КК","2",9,0,1,8536900100,"Производимый",0]
["2023-06-06T16:44:55.024","2023-06-06",35264,"ТРУБКА ПОЛИУРЕТАНОВАЯ US-08055-OR-100",null,"ТРУБКА ПОЛИУРЕТАНОВАЯ US-08055-OR-100",14,16.8,"Под заказ","Сторонние приборы","10",0,0,1,3917320001,"Производимый",0]
["2023-06-06T16:44:55.024","2023-06-06",109900,"КОНСУЛЬТАЦИОННЫЕ УСЛУГИ «ПЛК2ХХ БАЗОВЫЙ КУРС»",null,"КОНСУЛЬТАЦИОННЫЕ УСЛУГИ «ПЛК2ХХ БАЗОВЫЙ КУРС»",17500,21000,"Под заказ","Услуги информационные","10",0,0,1,null,"Производимый",0]
["2023-06-06T16:44:55.024","2023-06-06",119549,"КУ1411-1.Р.О.О.230.1К",null,"Контроллер уровня кондуктометрический КУ1411-1.Р.О.О.230.1К",12500,15000,"Под заказ","КУ1411","По запросу",1,0,1,9032890000,"Производимый",24]
["2023-06-06T16:44:55.024","2023-06-06",119561,"КУ1411-2.И.Р.О.230.1К",null,"Контроллер уровня кондуктометрический КУ1411-2.И.Р.О.230.1К",12500,15000,"Под заказ","КУ1411","По запросу",1,0,1,9032890000,"Производимый",24]
["2023-06-06T16:44:55.024","2023-06-06",110484,"КУ1411-3.Т.Т.Т.24.5К",null,"Контроллер уровня кондуктометрический КУ1411-3.Т.Т.Т.24.5К",13975,16770,"Под заказ","КУ1411","5",5,0,1,9032890000,"Производимый",24]
["2023-06-06T16:44:55.024","2023-06-06",58953,"МК110-224.8Д.4Р","М01","Модуль дискретного ввода-вывода МК110-224.8Д.4Р",10650,12780,"Стандартный","МК110","2",16,0,1,8538909200,"Производимый",24]
["2023-06-06T16:44:55.024","2023-06-06",49000,"МУ110-224.16Р","М01","Модуль дискретного вывода МУ110-224.16Р",13800,16560,"Стандартный","МУ110","2",14,0,1,8538909200,"Производимый",24]
["2023-06-06T16:44:55.024","2023-06-06",87077,"МУ210-403",null,"Модуль дискретного вывода МУ210-403",24150,28980,"Стандартный","МУ210","36",9,0,1,8538909200,"Производимый",24]
["2023-06-06T16:44:55.024","2023-06-06",124368,"ПБР10А-A.RS.ETH.АО",null,"Пускатель бесконтактный реверсивный ПБР10А-A.RS.ETH.АО",29600,35520,"Стандартный","ПБР","15",18,0,1,8536508008,"Производимый",24]
["2023-06-06T16:44:55.024","2023-06-06",55118,"ПВТ10-Н2.3.И",null,"Преобразователь влажности и температуры ПВТ10-Н2.3.И",15500,18600,"Стандартный","ПВТ10","2",139,0,1,9025804000,"Производимый",12]
["2023-06-06T16:44:55.024","2023-06-06",101204,"ПД100-ДИ0,01-115-1,5-ЕХD",null,"Преобразователь давления измерительный ПД100-ДИ0,01-115-1,5-ЕХD",27830,33396,"Под заказ","ПД100-115","999",1,0,1,9026900000,"Производимый",24]
["2023-06-06T16:44:55.024","2023-06-06",48353,"ПД100-ДИ0,04-115-0,5",null,"Преобразователь давления измерительный ПД100-ДИ0,04-115-0,5",26560,31872,"Под заказ","ПД100-115","999",1,0,1,9026900000,"Производимый",24]
["2023-06-06T16:44:55.024","2023-06-06",48819,"ПД100-ДИ10,0-115-0,5",null,"Преобразователь давления измерительный ПД100-ДИ10,0-115-0,5",26560,31872,"Под заказ","ПД100-115","20",23,0,1,9026900000,"Производимый",24]
["2023-06-06T16:44:55.024","2023-06-06",130876,"ПД100-ДИ60,0-115-0,5",null,"Преобразователь давления измерительный ПД100-ДИ60,0-115-0,5",26560,31872,"Под заказ","ПД100-115","20",1,0,1,9026900000,"Производимый",24]
["2023-06-06T16:44:55.024","2023-06-06",107971,"ПД100-ДИ1,0-185-0,5-ЕХD",null,"Преобразователь давления измерительный ПД100-ДИ1,0-185-0,5-ЕХD",32890,39468,"Под заказ","ПД100-185","999",1,0,1,9026900000,"Производимый",24]
["2023-06-06T16:44:55.024","2023-06-06",136235,"ПД100-ДИ0,1-175-0,5-ЕХD",null,"Преобразователь давления измерительный ПД100-ДИ0,1-175-0,5-ЕХD",28590,34308,"Под заказ","ПД100-175","999",16,0,1,9026900000,"Производимый",24]
["2023-06-06T16:44:55.024","2023-06-06",131554,"ПД100-ДИ60,0-175-1,0",null,"Преобразователь давления измерительный ПД100-ДИ60,0-175-1,0",26560,31872,"Под заказ","ПД100-175","20",1,0,1,9026900000,"Производимый",24]
["2023-06-06T16:44:55.024","2023-06-06",42574,"ПД100-ДИ1,6-111-0,5",null,"Преобразователь давления измерительный ПД100-ДИ1,6-111-0,5",5200,6240,"Стандартный","ПД100-111","7",1000,0,1,9026900000,"Производимый",24]
["2023-06-06T16:44:55.024","2023-06-06",46991,"ПД100-ДИ25,0-171-0,5",null,"Преобразователь давления измерительный ПД100-ДИ25,0-171-0,5",6800,8160,"Под заказ","ПД100-171","20",113,0,1,9026900000,"Производимый",24]
["2023-06-06T16:44:55.024","2023-06-06",45479,"ПД100-ДИ0,04-181-0,5",null,"Преобразователь давления измерительный ПД100-ДИ0,04-181-0,5",5700,6840,"Под заказ","ПД100-181","7",110,0,1,9026900000,"Производимый",24]
["2023-06-06T16:44:55.024","2023-06-06",45634,"ПД100-ДИ0,25-311-1,0",null,"Преобразователь давления измерительный ПД100-ДИ0,25-311-1,0",3300,3960,"Стандартный","ПД100-311","7",70,0,1,9026900000,"Производимый",24]
["2023-06-06T16:44:55.024","2023-06-06",48907,"ПД100-ДИ0,4-371-1,0",null,"Преобразователь давления измерительный ПД100-ДИ0,4-371-1,0",3300,3960,"Стандартный","ПД100-371","7",70,0,1,9026900000,"Производимый",24]
["2023-06-06T16:44:55.024","2023-06-06",48913,"ПД100-ДИ2,5-371-1,0",null,"Преобразователь давления измерительный ПД100-ДИ2,5-371-1,0",3300,3960,"Под заказ","ПД100-371","7",94,0,1,9026900000,"Производимый",24]
["2023-06-06T16:44:55.024","2023-06-06",71614,"ПД100И-ДА0,16-111-0,5",null,"Преобразователь давления измерительный ПД100И-ДА0,16-111-0,5",8235,9882,"Под заказ","ПД100И-111","10",18,0,1,9026900000,"Производимый",24]
["2023-06-06T16:44:55.024","2023-06-06",56505,"ПД100И-ДИ2,5-111-0,5",null,"Преобразователь давления измерительный ПД100И-ДИ2,5-111-0,5",8235,9882,"Стандартный","ПД100И-111","10",385,0,1,9026900000,"Производимый",24]
["2023-06-06T16:44:55.024","2023-06-06",66906,"ПД100И-ДИВ0,15-111-0,5",null,"Преобразователь давления измерительный ПД100И-ДИВ0,15-111-0,5",8235,9882,"Под заказ","ПД100И-111","10",1,0,1,9026900000,"Производимый",24]
["2023-06-06T16:44:55.024","2023-06-06",97360,"ПД100И-ДА1,6-113-0,25-R",null,"Преобразователь давления измерительный ПД100И-ДА1,6-113-0,25-R",26050,31260,"Под заказ","ПД100И-113","999",1,0,1,9026900000,"Производимый",24]
["2023-06-06T16:44:55.024","2023-06-06",122142,"ПД100И-ДИ1,6-113-0,5-R","М22","Преобразователь давления измерительный ПД100И-ДИ1,6-113-0,5-R",12690,15228,"Под заказ","ПД100И-113","999",1,0,1,9026900000,"Производимый",24]
["2023-06-06T16:44:55.024","2023-06-06",64254,"ПД100И-ДА1,6-171-0,25",null,"Преобразователь давления измерительный ПД100И-ДА1,6-171-0,25",9045,10854,"Под заказ","ПД100И-171","10",10,0,1,9026900000,"Производимый",24]
["2023-06-06T16:44:55.024","2023-06-06",64203,"ПД100И-ДИ0,06-171-0,25",null,"Преобразователь давления измерительный ПД100И-ДИ0,06-171-0,25",9045,10854,"Под заказ","ПД100И-171","10",280,0,1,9026900000,"Производимый",24]
["2023-06-06T16:44:55.024","2023-06-06",64927,"ПД100И-ДИВ2,4-171-0,5",null,"Преобразователь давления измерительный ПД100И-ДИВ2,4-171-0,5",8235,9882,"Под заказ","ПД100И-171","10",385,0,1,9026900000,"Производимый",24]
["2023-06-06T16:44:55.024","2023-06-06",122543,"ПД100И-ДИ0,6-173-0,25-R","М22","Преобразователь давления измерительный ПД100И-ДИ0,6-173-0,25-R",13905,16686,"Под заказ","ПД100И-173","999",1,0,1,9026900000,"Производимый",24]
["2023-06-06T16:44:55.024","2023-06-06",109838,"ПД100И-ДИ1,6-173-0,5-R",null,"Преобразователь давления измерительный ПД100И-ДИ1,6-173-0,5-R",23780,28536,"Под заказ","ПД100И-173","999",1,0,1,9026900000,"Производимый",24]
["2023-06-06T16:44:55.024","2023-06-06",80120,"ПД100И-ДИ0,04-181-0,25",null,"Преобразователь давления измерительный ПД100И-ДИ0,04-181-0,25",9045,10854,"Под заказ","ПД100И-181","10",280,0,1,9026900000,"Производимый",24]
["2023-06-06T16:44:55.024","2023-06-06",64783,"ПД100И-ДИВ0,1-181-0,25",null,"Преобразователь давления измерительный ПД100И-ДИВ0,1-181-0,25",9045,10854,"Под заказ","ПД100И-181","10",280,0,1,9026900000,"Производимый",24]
["2023-06-06T16:44:55.024","2023-06-06",96447,"ПД100И-ДИ2,5-183-0,25-R",null,"Преобразователь давления измерительный ПД100И-ДИ2,5-183-0,25-R",26050,31260,"Под заказ","ПД100И-183","999",1,0,1,9026900000,"Производимый",24]
["2023-06-06T16:44:55.024","2023-06-06",122735,"ПД100И-ДВ0,0016-811-0,5","М22","Преобразователь давления измерительный ПД100И-ДВ0,0016-811-0,5",8235,9882,"Под заказ","ПД100И-811","999",1,0,1,9026900000,"Производимый",24]
["2023-06-06T16:44:55.024","2023-06-06",122819,"ПД100И-ДВ0,016-811-0,5-ЕХI","М22","Преобразователь давления измерительный ПД100И-ДВ0,004-811-0,5-Exi",8235,9882,"Под заказ","ПД100И-811","999",1,0,1,9026900000,"Производимый",24]
["2023-06-06T16:44:55.024","2023-06-06",76182,"ПД100И-ДИ0,0016-811-0,5",null,"Преобразователь давления измерительный ПД100И-ДИ0,0016-811-0,5",15430,18516,"Под заказ","ПД100И-811","10",150,0,1,9026900000,"Производимый",24]
["2023-06-06T16:44:55.024","2023-06-06",86809,"ПД100И-ДИ0,016-811-0,25",null,"Преобразователь давления измерительный ПД100И-ДИ0,016-811-0,25",16940,20328,"Под заказ","ПД100И-811","10",1,0,1,9026900000,"Производимый",24]
["2023-06-06T16:44:55.024","2023-06-06",81623,"ПД100И-ДИ0,01-811-0,5-ЕХI",null,"Преобразователь давления измерительный ПД100И-ДИ0,01-811-0,5-ЕХI",17280,20736,"Под заказ","ПД100И-811","10",10,0,1,9026900000,"Производимый",24]
["2023-06-06T16:44:55.024","2023-06-06",122811,"ПД100И-ДИВ0,0008-811-1,0","М22","Преобразователь давления измерительный ПД100И-ДИВ0,0008-811-1,0",8235,9882,"Под заказ","ПД100И-811","999",1,0,1,9026900000,"Производимый",24]
["2023-06-06T16:44:55.024","2023-06-06",122775,"ПД100И-ДИВ0,008-811-0,5","М22","Преобразователь давления измерительный ПД100И-ДИВ0,008-811-0,5",8235,9882,"Под заказ","ПД100И-811","999",1,0,1,9026900000,"Производимый",24]
["2023-06-06T16:44:55.024","2023-06-06",104683,"ПД100И-ДИВ0,08-811-0,5-ЕХI",null,"Преобразователь давления измерительный ПД100И-ДИВ0,08-811-0,5-ЕХI",17280,20736,"Под заказ","ПД100И-811","По запросу",1,0,1,9026900000,"Производимый",24]
["2023-06-06T16:44:55.024","2023-06-06",78748,"ПД100И-ДВ0,0025-871-0,5",null,"Преобразователь давления измерительный ПД100И-ДВ0,0025-871-0,5",15430,18516,"Под заказ","ПД100И-871","10",73,0,1,9026900000,"Производимый",24]
["2023-06-06T16:44:55.024","2023-06-06",74445,"ПД100И-ДИ0,006-871-0,5",null,"Преобразователь давления измерительный ПД100И-ДИ0,006-871-0,5",15430,18516,"Под заказ","ПД100И-871","10",73,0,1,9026900000,"Производимый",24]
["2023-06-06T16:44:55.024","2023-06-06",81624,"ПД100И-ДИ0,01-871-0,25-ЕХI",null,"Преобразователь давления измерительный ПД100И-ДИ0,01-871-0,25-Exi",18980,22776,"Под заказ","ПД100И-871","По запросу",1,0,1,9026900000,"Производимый",24]
["2023-06-06T16:44:55.024","2023-06-06",111696,"ПД100И-ДИ0,06-871-0,25-ЕХI",null,"Преобразователь давления измерительный ПД100И-ДИ0,06-871-0,25-ЕХI",18980,22776,"Под заказ","ПД100И-871","10",10,0,1,9026900000,"Производимый",24]
["2023-06-06T16:44:55.024","2023-06-06",75925,"ПД100И-ДИВ0,008-871-0,5",null,"Преобразователь давления измерительный ПД100И-ДИВ0,008-871-0,5",15430,18516,"Под заказ","ПД100И-871","10",73,0,1,9026900000,"Производимый",24]
["2023-06-06T16:44:55.024","2023-06-06",122930,"ПД100И-ДВ0,025-881-0,5","М22","Преобразователь давления измерительный ПД100И-ДВ0,025-881-0,5",8235,9882,"Под заказ","ПД100И-881","999",1,0,1,9026900000,"Производимый",24]
["2023-06-06T16:44:55.024","2023-06-06",122934,"ПД100И-ДИ0,004-881-0,5","М22","Преобразователь давления измерительный ПД100И-ДИ0,004-881-0,5",8235,9882,"Под заказ","ПД100И-881","999",1,0,1,9026900000,"Производимый",24]
["2023-06-06T16:44:55.024","2023-06-06",110516,"ПД100И-ДИВ0,0125-881-0,25",null,"Преобразователь давления измерительный ПД100И-ДИВ0,0125-881-0,25",16940,20328,"Под заказ","ПД100И-881","По запросу",1,0,1,9026900000,"Производимый",24]
["2023-06-06T16:44:55.024","2023-06-06",83397,"ПД100И-ДИ0,04-141-0,25",null,"Преобразователь давления измерительный ПД100И-ДИ0,04-141-0,25",18460,22152,"Под заказ","ПД100И-141","999",1,0,1,9026900000,"Производимый",24]
["2023-06-06T16:44:55.024","2023-06-06",83058,"ПД100И-ДИ2,5-141-0,25",null,"Преобразователь давления измерительный ПД100И-ДИ2,5-141-0,25",18460,22152,"Под заказ","ПД100И-141","999",1,0,1,9026900000,"Производимый",24]
["2023-06-06T16:44:55.024","2023-06-06",122355,"ПД100И-ДИВ0,03-141-1,5","М22","Преобразователь давления измерительный ПД100И-ДИВ0,03-141-1,5",9045,10854,"Под заказ","ПД100И-141","999",1,0,1,9026900000,"Производимый",24]
["2023-06-06T16:44:55.024","2023-06-06",123688,"ПД100И-ДВ0,06-177-0,5.10","М22","Преобразователь давления измерительный ПД100И-ДВ0,06-177-0,5.10",18562,22274.400000000001,"Под заказ","ПД100И-177","999",1,0,1,9026900000,"Производимый",24]
["2023-06-06T16:44:55.024","2023-06-06",116329,"ПД100И-ДИ1,0-177-0,5.30",null,"Преобразователь давления измерительный ПД100И-ДИ1,0-177-0,5.30",49160,58992,"Под заказ","ПД100И-177","999",1,0,1,9026900000,"Производимый",24]
["2023-06-06T16:44:55.024","2023-06-06",123698,"ПД100И-ДВ0,1-187-0,5.5","М22","Преобразователь давления измерительный ПД100И-ДВ0,1-187-0,5.5",16632,19958.400000000001,"Под заказ","ПД100И-187","999",1,0,1,9026900000,"Производимый",24]
["2023-06-06T16:44:55.024","2023-06-06",108091,"ПД100И-ДГ0,016-167-1,5.14",null,"Преобразователь давления измерительный ПД100И-ДГ0,016-167-1,5.14",19160,22992,"Под заказ","ПД100И-167","По запросу",1,0,1,9026900000,"Производимый",24]
["2023-06-06T16:44:55.024","2023-06-06",121196,"ПД100И-ДГ0,025-167-1,5.9",null,"Преобразователь давления измерительный ПД100И-ДГ0,025-167-1,5.9",17210,20652,"Под заказ","ПД100И-167","По запросу",1,0,1,9026900000,"Производимый",24]
["2023-06-06T16:44:55.024","2023-06-06",90766,"ПД100И-ДГ0,04-167-0,5.2",null,"Преобразователь давления измерительный ПД100И-ДГ0,04-167-0,5.2",15380,18456,"Под заказ","ПД100И-167","По запросу",1,0,1,9026900000,"Производимый",24]
["2023-06-06T16:44:55.024","2023-06-06",82321,"ПД100И-ДГ0,04-167-0,5.6",null,"Преобразователь давления измерительный ПД100И-ДГ0,04-167-0,5.6",16940,20328,"Под заказ","ПД100И-167","15",80,0,1,9026900000,"Производимый",24]
["2023-06-06T16:44:55.024","2023-06-06",82224,"ПД100И-ДГ0,06-167-0,5.5",null,"Преобразователь давления измерительный ПД100И-ДГ0,06-167-0,5.5",16550,19860,"Под заказ","ПД100И-167","15",80,0,1,9026900000,"Производимый",24]
["2023-06-06T16:44:55.024","2023-06-06",125391,"ПД100И-ДГ0,1-167-0,25.23",null,"Преобразователь давления измерительный ПД100И-ДГ0,1-167-0,25.23",23770,28524,"Под заказ","ПД100И-167","По запросу",1,0,1,9026900000,"Производимый",24]
["2023-06-06T16:44:55.024","2023-06-06",91385,"ПД100И-ДГ0,1-167-0,5.150",null,"Преобразователь давления измерительный ПД100И-ДГ0,1-167-0,5.150",73100,87720,"Под заказ","ПД100И-167","15",7,0,1,9026900000,"Производимый",24]
["2023-06-06T16:44:55.024","2023-06-06",85000,"ПД100И-ДГ0,1-167-0,5.8",null,"Преобразователь давления измерительный ПД100И-ДГ0,1-167-0,5.8",17720,21264,"Под заказ","ПД100И-167","По запросу",1,0,1,9026900000,"Производимый",24]
["2023-06-06T16:44:55.024","2023-06-06",85682,"ПД100И-ДГ0,16-167-0,5.31",null,"Преобразователь давления измерительный ПД100И-ДГ0,16-167-0,5.31",26690,32028,"Под заказ","ПД100И-167","По запросу",1,0,1,9026900000,"Производимый",24]
["2023-06-06T16:44:55.024","2023-06-06",107453,"ПД100И-ДГ0,25-167-0,25.110",null,"Преобразователь давления измерительный ПД100И-ДГ0,25-167-0,25.110",57700,69240,"Под заказ","ПД100И-167","По запросу",1,0,1,9026900000,"Производимый",24]
["2023-06-06T16:44:55.024","2023-06-06",130659,"ПД100И-ДГ0,25-167-0,5.125",null,"Преобразователь давления измерительный ПД100И-ДГ0,25-167-0,5.125",63350,76020,"Под заказ","ПД100И-167","По запросу",1,0,1,9026900000,"Производимый",24]
["2023-06-06T16:44:55.024","2023-06-06",107772,"ПД100И-ДГ0,4-167-0,5.150",null,"Преобразователь давления измерительный ПД100И-ДГ0,4-167-0,5.150",73100,87720,"Под заказ","ПД100И-167","По запросу",1,0,1,9026900000,"Производимый",24]
["2023-06-06T16:44:55.024","2023-06-06",86952,"ПД100И-ДГ0,6-167-0,25.100",null,"Преобразователь давления измерительный ПД100И-ДГ0,6-167-0,25.100",53800,64560,"Под заказ","ПД100И-167","15",10,0,1,9026900000,"Производимый",24]
["2023-06-06T16:44:55.024","2023-06-06",83361,"ПД100И-ДГ0,6-167-0,5.15",null,"Преобразователь давления измерительный ПД100И-ДГ0,6-167-0,5.15",20450,24540,"Под заказ","ПД100И-167","По запросу",1,0,1,9026900000,"Производимый",24]
["2023-06-06T16:44:55.024","2023-06-06",125315,"ПД100И-ДГ1,0-167-0,5.16",null,"Преобразователь давления измерительный ПД100И-ДГ1,0-167-0,5.16",20840,25008,"Под заказ","ПД100И-167","По запросу",1,0,1,9026900000,"Производимый",24]
["2023-06-06T16:44:55.024","2023-06-06",86437,"ПД100И-ДГ1,6-167-0,5.120",null,"Преобразователь давления измерительный ПД100И-ДГ1,6-167-0,5.120",61400,73680,"Под заказ","ПД100И-167","По запросу",1,0,1,9026900000,"Производимый",24]
["2023-06-06T16:44:55.024","2023-06-06",128130,"ПД100И-ДИ1,0-117-0,5.25","М22","Преобразователь давления измерительный ПД100И-ДИ1,0-117-0,5.25",24354,29224.799999999999,"Под заказ","ПД100И-117","999",1,0,1,9026900000,"Производимый",24]
["2023-06-06T16:44:55.024","2023-06-06",124337,"ПД100И-ДИ1,6-117-0,5.25","М22","Преобразователь давления измерительный ПД100И-ДИ1,6-117-0,5.25",24354,29224.799999999999,"Под заказ","ПД100И-117","999",1,0,1,9026900000,"Производимый",24]
["2023-06-06T16:44:55.024","2023-06-06",57870,"ПД150-ДВ100К-809-0,5-1-Р",null,"Преобразователь давления измерительный ПД150-ДВ100К-809-0,5-1-Р",13500,16200,"Под заказ","ПД150-ДВ","5",1,0,1,9026202000,"Производимый",24]
["2023-06-06T16:44:55.024","2023-06-06",61487,"ПД150-ДВ2,5К-809-0,5-1-Р-R",null,"Преобразователь давления измерительный ПД150-ДВ2,5К-809-0,5-1-Р-R",13500,16200,"Под заказ","ПД150-ДВ","5",1,0,1,9026202000,"Производимый",24]
["2023-06-06T16:44:55.024","2023-06-06",64107,"ПД150-ДВ60,0К-809-0,5-1-Р-R",null,"Преобразователь давления измерительный ПД150-ДВ60,0К-809-0,5-1-Р-R",13500,16200,"Под заказ","ПД150-ДВ","По запросу",1,0,1,9026202000,"Производимый",24]
["2023-06-06T16:44:55.024","2023-06-06",74044,"ПД150-ДИВ20,0К-809-0,5-1-Р",null,"Преобразователь давления измерительный ПД150-ДИВ20,0К-809-0,5-1-Р",13500,16200,"Под заказ","ПД150-ДИВ","5",1,0,1,9026202000,"Производимый",24]
["2023-06-06T16:44:55.024","2023-06-06",67098,"ПД150-ДИВ500П-899-1,5-1-Р",null,"Преобразователь давления измерительный ПД150-ДИВ500П-899-1,5-1-Р",13500,16200,"Под заказ","ПД150-ДИВ","5",1,0,1,9026202000,"Производимый",24]
["2023-06-06T16:44:55.024","2023-06-06",86329,"ПД150-ДД1,0К-899-0,25-1-Р",null,"Преобразователь давления измерительный ПД150-ДД1,0К-899-0,25-1-Р   ",14670,17604,"Под заказ","ПД150-ДД","5",1,0,1,9026202000,"Производимый",24]
["2023-06-06T16:44:55.024","2023-06-06",116888,"ПД150-ДД25,0К-899-0,5-1-Р",null,"Преобразователь давления измерительный ПД150-ДД25,0К-899-0,5-1-Р",13500,16200,"Под заказ","ПД150-ДД","5",1,0,1,9026202000,"Производимый",24]
["2023-06-06T16:44:55.024","2023-06-06",66137,"ПД150-ДД400П-809-1,5-1-Р-R",null,"Преобразователь давления измерительный ПД150-ДД400П-809-1,5-1-Р-R",13500,16200,"Под заказ","ПД150-ДД","5",1,0,1,9026202000,"Производимый",24]
["2023-06-06T16:44:55.024","2023-06-06",59875,"ПД150-ДИ1,6К-899-0,5-1-Р-R",null,"Преобразователь давления измерительный ПД150-ДИ1,6К-899-0,5-1-Р-R",13500,16200,"Под заказ","ПД150-ДИ","5",1,0,1,9026202000,"Производимый",24]
["2023-06-06T16:44:55.024","2023-06-06",52991,"ПД150-ДИ10,0К-899-0,5-1-Р-R",null,"Преобразователь давления измерительный ПД150-ДИ10,0К-899-0,5-1-Р-R",13500,16200,"Стандартный","ПД150-ДИ","5",1,0,1,9026202000,"Производимый",24]
["2023-06-06T16:44:55.024","2023-06-06",82213,"ПД150-ДИ25,0К-899-0,25-1-Р",null,"Преобразователь давления измерительный ПД150-ДИ25,0К-899-0,25-1-Р",14670,17604,"Под заказ","ПД150-ДИ","5",1,0,1,9026202000,"Производимый",24]
["2023-06-06T16:44:55.024","2023-06-06",60201,"ПД150-ДИ60,0К-899-0,5-1-Р",null,"Преобразователь давления измерительный ПД150-ДИ60,0К-899-0,5-1-Р",13500,16200,"Под заказ","ПД150-ДИ","5",1,0,1,9026202000,"Производимый",24]
["2023-06-06T16:44:55.024","2023-06-06",104058,"ПД180-ДИ0,06-0,25-ST-21-И1-А1",null,"Преобразователь давления измерительный ПД180-ДИ0,06-0,25-ST-21-И1-А1",28590,34308,"Под заказ","ПД180-ST21","По запросу",1,0,1,9026900000,"Производимый",24]
["2023-06-06T16:44:55.024","2023-06-06",110098,"ПД180-ДИ0,25-0,25-ST-23-И1-А1",null,"Преобразователь давления измерительный ПД180-ДИ0,25-0,25-ST-23-И1-А1",30370,36444,"Под заказ","ПД180-ST23","5",1,0,1,9026900000,"Производимый",24]
["2023-06-06T16:44:55.024","2023-06-06",124146,"ПД180-ДИВ0,15-0,25-ST-32-И1-А1","М22","Преобразователь давления измерительный ПД180-ДИВ0,15-0,25-ST-32-И1-А1",15255,18306,"Под заказ","ПД180-ST23","999",1,0,1,9026900000,"Производимый",24]
["2023-06-06T16:44:55.024","2023-06-06",112535,"ПД180-ДИВ0,15-0,5-ST-34-И1-А1",null,"Преобразователь давления измерительный ПД180-ДИВ0,15-0,5-ST-34-И1-А1",29600,35520,"Под заказ","ПД180-ST23","999",1,0,1,9026900000,"Производимый",24]
["2023-06-06T16:44:55.024","2023-06-06",124221,"ПД180-ДИВ0,9-0,25-ST-34-И1-А1","М22","Преобразователь давления измерительный ПД180-ДИВ0,9-0,25-ST-34-И1-А1",16200,19440,"Под заказ","ПД180-ST23","999",1,0,1,9026900000,"Производимый",24]
["2023-06-06T16:44:55.024","2023-06-06",104078,"ПД180-ДИ0,06-0,25-ST-32-И1-А1",null,"Преобразователь давления измерительный ПД180-ДИ0,06-0,25-ST-32-И1-А1",28590,34308,"Под заказ","ПД180-ST32","999",1,0,1,9026900000,"Производимый",24]
["2023-06-06T16:44:55.024","2023-06-06",122978,"ПД180-ДИ0,4-0,25-ST-33-И1-А1","М22","Преобразователь давления измерительный ПД180-ДИ0,4-0,25-ST-33-И1-А1",16200,19440,"Под заказ","ПД180-ST33","999",1,0,1,9026900000,"Производимый",24]
["2023-06-06T16:44:55.024","2023-06-06",124202,"ПД180-ДИ0,04-0,5-ST-33-И1-А1","М22","Преобразователь давления измерительный ПД180-ДИ0,04-0,5-ST-33-И1-А1",15795,18954,"Под заказ","ПД180-ST35","999",1,0,1,9026900000,"Производимый",24]
["2023-06-06T16:44:55.024","2023-06-06",124207,"ПД180-ДИ0,1-0,5-ST-33-И1-А1","М22","Преобразователь давления измерительный ПД180-ДИ0,1-0,5-ST-33-И1-А1",15795,18954,"Под заказ","ПД180-ST35","999",1,0,1,9026900000,"Производимый",24]
["2023-06-06T16:44:55.024","2023-06-06",124208,"ПД180-ДИ0,16-0,5-ST-33-И1-А1","М22","Преобразователь давления измерительный ПД180-ДИ0,16-0,5-ST-33-И1-А1",15795,18954,"Под заказ","ПД180-ST35","999",1,0,1,9026900000,"Производимый",24]
["2023-06-06T16:44:55.024","2023-06-06",116647,"ПД180-ДИ0,25-0,5-ST-33-И1-А1",null,"Преобразователь давления измерительный ПД180-ДИ0,25-0,5-ST-33-И1-А1",29600,35520,"Под заказ","ПД180-ST35","По запросу",1,0,1,9026900000,"Производимый",24]
["2023-06-06T16:44:55.024","2023-06-06",116667,"ПД180-ДИ1,0-0,5-ST-34-И1-А1",null,"Преобразователь давления измерительный ПД180-ДИ1,0-0,5-ST-34-И1-А1",29600,35520,"Под заказ","ПД180-ST35","5",1,0,1,9026900000,"Производимый",24]
["2023-06-06T16:44:55.024","2023-06-06",124173,"ПД180-ДИ1,6-0,5-ST-23-И1-А1","М22","Преобразователь давления измерительный ПД180-ДИ1,6-0,5-ST-23-И1-А1",15795,18954,"Под заказ","ПД180-ST35","999",1,0,1,9026900000,"Производимый",24]
["2023-06-06T16:44:55.024","2023-06-06",53558,"ПД200-ДД0,007-155-0,25-2-Н-ЕХD",null,"Преобразователь давления измерительный ПД200-ДД0,007-155-0,25-2-Н-ЕХD",48000,57600,"Под заказ","ПД200-ДД","30",20,0,1,9026900000,"Производимый",24]
["2023-06-06T16:44:55.024","2023-06-06",44651,"ПД200-ДИ6,0-315-0,1-2-Н",null,"Преобразователь давления измерительный ПД200-ДИ6,0-315-0,1-2-Н",44000,52800,"Под заказ","ПД200-ДИ","5",1,0,1,9026900000,"Производимый",24]
["2023-06-06T16:44:55.024","2023-06-06",124487,"ПДУ-1.1.100/35","М01","Датчик уровня поплавковый ПДУ-1.1.100/35",6853,8224,"Под заказ","ПДУ","5",76,0,1,9026900000,"Производимый",24]
["2023-06-06T16:44:55.024","2023-06-06",130618,"ПДУ-1.1.150.К/15","М01","Датчик уровня поплавковый ПДУ-1.1.150.К/15",4063,4876,"Под заказ","ПДУ","5",1,0,1,9026900000,"Производимый",24]
["2023-06-06T16:44:55.024","2023-06-06",118988,"ПДУ-1.1.200.К/1","М01","Датчик уровня поплавковый ПДУ-1.1.200.К/1",2110,2532,"Под заказ","ПДУ","5",90,0,1,9026900000,"Производимый",24]
["2023-06-06T16:44:55.024","2023-06-06",124529,"ПДУ-1.1.250/6","М01","Датчик уровня поплавковый ПДУ-1.1.250/6",2808,3369,"Под заказ","ПДУ","5",425,0,1,9026900000,"Производимый",24]
["2023-06-06T16:44:55.024","2023-06-06",117829,"ПДУ-1.1.400/1","М01","Датчик уровня поплавковый ПДУ-1.1.400/1",2110,2532,"Под заказ","ПДУ","5",66,0,1,9026900000,"Производимый",24]
["2023-06-06T16:44:55.024","2023-06-06",126708,"ПДУ-1.1.500/25","М01","Датчик уровня поплавковый ПДУ-1.1.500/25",5458,6550,"Под заказ","ПДУ","5",1,0,1,9026900000,"Производимый",24]
["2023-06-06T16:44:55.024","2023-06-06",119505,"ПДУ-1.2.1000.К.500.К/1","М01","Датчик уровня поплавковый ПДУ-1.2.1000.К.500.К/1",3069,3682,"Под заказ","ПДУ","5",1,0,1,9026900000,"Производимый",24]
["2023-06-06T16:44:55.024","2023-06-06",133645,"ПДУ-1.2.1600.200.К/1-ЕХ","М01","Датчик уровня поплавковый ПДУ-1.2.1600.200.К/1-ЕХ",4306,5167.2,"Под заказ","ПДУ","5",1,0,1,9026900000,"Производимый",24]
["2023-06-06T16:44:55.024","2023-06-06",126331,"ПДУ-1.2.250.150/16","М01","Датчик уровня поплавковый ПДУ-1.2.250.150/16",5701,6841,"Под заказ","ПДУ","5",1,0,1,9026900000,"Производимый",24]
["2023-06-06T16:44:55.024","2023-06-06",133345,"ПДУ-1.2.300.К.150.К/2","М01","Датчик уровня поплавковый ПДУ-1.2.300.К.150.К/2",2929,3514.8,"Под заказ","ПДУ","14",66,0,1,9026900000,"Производимый",24]
["2023-06-06T16:44:55.024","2023-06-06",131028,"ПДУ-1.2.500.К.200.К/5","М01","Датчик уровня поплавковый ПДУ-1.2.500.К.200.К/5",3523,4228,"Под заказ","ПДУ","5",1,0,1,9026900000,"Производимый",24]
["2023-06-06T16:44:55.024","2023-06-06",118628,"ПДУ-1.2.700.К.100.К/1","М01","Датчик уровня поплавковый ПДУ-1.2.700.К.100.К/1",3069,3682,"Под заказ","ПДУ","5",1,0,1,9026900000,"Производимый",24]
["2023-06-06T16:44:55.024","2023-06-06",119000,"ПДУ-2.1.100.К/5","М01","Датчик уровня поплавковый ПДУ-2.1.100.К/5",2668,3202,"Под заказ","ПДУ","5",519,0,1,9026900000,"Производимый",24]
["2023-06-06T16:44:55.024","2023-06-06",118798,"ПДУ-2.1.100/5","М01","Датчик уровня поплавковый ПДУ-2.1.100/5",2668,3202,"Под заказ","ПДУ","5",519,0,1,9026900000,"Производимый",24]
["2023-06-06T16:44:55.024","2023-06-06",136002,"ПДУ-2.1.1200.К/5","М01","Датчик уровня поплавковый ПДУ-2.1.1200.К/5",3509,4210.8,"Под заказ","ПДУ","5",50,0,1,9026900000,"Производимый",24]
["2023-06-06T16:44:55.024","2023-06-06",121479,"ПДУ-2.1.1350/1","М01","Датчик уровня поплавковый ПДУ-2.1.1350/1",2952,3542,"Под заказ","ПДУ","5",474,0,1,9026900000,"Производимый",24]
["2023-06-06T16:44:55.024","2023-06-06",118005,"ПДУ-2.1.150/8","М01","Датчик уровня поплавковый ПДУ-2.1.150/8",3087,3704,"Под заказ","ПДУ","5",327,0,1,9026900000,"Производимый",24]
["2023-06-06T16:44:55.024","2023-06-06",133500,"ПДУ-2.1.1600/8","М01","Датчик уровня поплавковый ПДУ-2.1.1600/8",3926,4711.2,"Под заказ","ПДУ","5",278,0,1,9026900000,"Производимый",24]
["2023-06-06T16:44:55.024","2023-06-06",126438,"ПДУ-2.1.1800.К/3","М01","Датчик уровня поплавковый ПДУ-2.1.1800.К/3",3231,3877,"Под заказ","ПДУ","5",439,0,1,9026900000,"Производимый",24]
["2023-06-06T16:44:55.024","2023-06-06",128744,"ПДУ-2.1.200/30","М01","Датчик уровня поплавковый ПДУ-2.1.200/30",6156,7387,"Под заказ","ПДУ","5",1,0,1,9026900000,"Производимый",24]
["2023-06-06T16:44:55.024","2023-06-06",135451,"ПДУ-2.1.250/30-ЕХ","М01","Датчик уровня поплавковый ПДУ-2.1.250/30-ЕХ",6538,7845.6,"Под заказ","ПДУ","5",89,0,1,9026900000,"Производимый",24]
["2023-06-06T16:44:55.024","2023-06-06",130985,"ПДУ-2.1.2500/65-ЕХ","М01","Датчик уровня поплавковый ПДУ-2.1.2500/65-ЕХ",12042,14450,"Под заказ","ПДУ","5",1,0,1,9026900000,"Производимый",24]
["2023-06-06T16:44:55.024","2023-06-06",132784,"ПДУ-2.1.350.К/20-ЕХ","М01","Датчик уровня поплавковый ПДУ-2.1.350.К/20-ЕХ",5725,6870,"Под заказ","ПДУ","5",1,0,1,9026900000,"Производимый",24]
["2023-06-06T16:44:55.024","2023-06-06",121357,"ПДУ-2.1.400/3","М01","Датчик уровня поплавковый ПДУ-2.1.400/3",2389,2867,"Под заказ","ПДУ","5",774,0,1,9026900000,"Производимый",24]
["2023-06-06T16:44:55.024","2023-06-06",130579,"ПДУ-2.1.50.К/70-ЕХ","М01","Датчик уровня поплавковый ПДУ-2.1.50.К/70-ЕХ",12127,14553,"Под заказ","ПДУ","5",1,0,1,9026900000,"Производимый",24]
["2023-06-06T16:44:55.024","2023-06-06",127201,"ПДУ-2.1.500.К/3-ЕХ","М01","Датчик уровня поплавковый ПДУ-2.1.500.К/3-ЕХ",2781,3337,"Под заказ","ПДУ","5",752,0,1,9026900000,"Производимый",24]
["2023-06-06T16:44:55.024","2023-06-06",121390,"ПДУ-2.1.500/30","М01","Датчик уровня поплавковый ПДУ-2.1.500/30",6156,7387,"Под заказ","ПДУ","5",1,0,1,9026900000,"Производимый",24]
["2023-06-06T16:44:55.024","2023-06-06",117801,"ПДУ-2.1.700/3","М01","Датчик уровня поплавковый ПДУ-2.1.700/3",2781,3337,"Под заказ","ПДУ","5",712,0,1,9026900000,"Производимый",24]
["2023-06-06T16:44:55.024","2023-06-06",118780,"ПДУ-2.1.700/4","М01","Датчик уровня поплавковый ПДУ-2.1.700/4",2920,3504,"Под заказ","ПДУ","5",563,0,1,9026900000,"Производимый",24]
["2023-06-06T16:44:55.024","2023-06-06",118883,"ПДУ-2.1.900/20","М01","Датчик уровня поплавковый ПДУ-2.1.900/20",5152,6183,"Под заказ","ПДУ","5",1,0,1,9026900000,"Производимый",24]
["2023-06-06T16:44:55.024","2023-06-06",127250,"ПДУ-2.2.100.К.50.К/10-ЕХ","М01","Датчик уровня поплавковый ПДУ-2.2.100.К.50.К/10-ЕХ",4963,5956,"Под заказ","ПДУ","5",1,0,1,9026900000,"Производимый",24]
["2023-06-06T16:44:55.024","2023-06-06",128491,"ПДУ-2.2.1000.К.200/1","М01","Датчик уровня поплавковый ПДУ-2.2.1000.К.200/1",3069,3682,"Под заказ","ПДУ","5",1,0,1,9026900000,"Производимый",24]
["2023-06-06T16:44:55.024","2023-06-06",124921,"ПДУ-2.2.1100.200/3","М01","Датчик уровня поплавковый ПДУ-2.2.1100.200/3",3915,4698,"Под заказ","ПДУ","14",91,0,1,9026900000,"Производимый",24]
["2023-06-06T16:44:55.024","2023-06-06",127335,"ПДУ-2.2.1200.200.К/3-ЕХ","М01","Датчик уровня поплавковый ПДУ-2.2.1200.200.К/3-ЕХ",4702,5643,"Под заказ","ПДУ","5",1,0,1,9026900000,"Производимый",24]
["2023-06-06T16:44:55.024","2023-06-06",127343,"ПДУ-2.2.1400.1100/10-ЕХ","М01","Датчик уровня поплавковый ПДУ-2.2.1400.1100/10-ЕХ",6088,7306,"Под заказ","ПДУ","5",1,0,1,9026900000,"Производимый",24]
["2023-06-06T16:44:55.024","2023-06-06",119302,"ПДУ-2.2.1450.200/1","М01","Датчик уровня поплавковый ПДУ-2.2.1450.200/1",3519,4222,"Под заказ","ПДУ","14",150,0,1,9026900000,"Производимый",24]
["2023-06-06T16:44:55.024","2023-06-06",127252,"ПДУ-2.2.150.50/1-ЕХ","М01","Датчик уровня поплавковый ПДУ-2.2.150.50/1-ЕХ",3181,3817,"Под заказ","ПДУ","14",310,0,1,9026900000,"Производимый",24]
["2023-06-06T16:44:55.024","2023-06-06",131522,"ПДУ-2.2.1500.К.700.К/15","М01","Датчик уровня поплавковый ПДУ-2.2.1500.К.700.К/15",6291,7549,"Под заказ","ПДУ","14",23,0,1,9026900000,"Производимый",24]
["2023-06-06T16:44:55.024","2023-06-06",118385,"ПДУ-2.2.1650.К.150/1","М01","Датчик уровня поплавковый ПДУ-2.2.1650.К.150/1",3519,4222,"Под заказ","ПДУ","14",139,0,1,9026900000,"Производимый",24]
["2023-06-06T16:44:55.024","2023-06-06",129964,"ПДУ-2.2.1700.500/10","М01","Датчик уровня поплавковый ПДУ-2.2.1700.500/10",5301,6361,"Под заказ","ПДУ","14",32,0,1,9026900000,"Производимый",24]
["2023-06-06T16:44:55.024","2023-06-06",133237,"ПДУ-2.2.1850.1650/10","М01","Датчик уровня поплавковый ПДУ-2.2.1850.1650/10",5296,6355.2,"Под заказ","ПДУ","14",1,0,1,9026900000,"Производимый",24]
["2023-06-06T16:44:55.024","2023-06-06",130394,"ПДУ-2.2.200.50/5-ЕХ","М01","Датчик уровня поплавковый ПДУ-2.2.200.50/5-ЕХ",3973,4768,"Под заказ","ПДУ","14",72,0,1,9026900000,"Производимый",24]
["2023-06-06T16:44:55.024","2023-06-06",134337,"ПДУ-2.2.200.К.50/3","М01","Датчик уровня поплавковый ПДУ-2.2.200.К.50/3",3127,3752.4,"Под заказ","ПДУ","14",116,0,1,9026900000,"Производимый",24]
["2023-06-06T16:44:55.024","2023-06-06",117821,"ПДУ-2.2.2200.1750/6","М01","Датчик уровня поплавковый ПДУ-2.2.2200.1750/6",5296,6355,"Под заказ","ПДУ","14",46,0,1,9026900000,"Производимый",24]
["2023-06-06T16:44:55.024","2023-06-06",120914,"ПДУ-2.2.250.150/9","М01","Датчик уровня поплавковый ПДУ-2.2.250.150/9",4315,5178,"Под заказ","ПДУ","5",1,0,1,9026900000,"Производимый",24]
["2023-06-06T16:44:55.024","2023-06-06",131936,"ПДУ-2.2.2500.600/3","М01","Датчик уровня поплавковый ПДУ-2.2.2500.600/3",4702,5643,"Под заказ","ПДУ","14",68,0,1,9026900000,"Производимый",24]
["2023-06-06T16:44:55.024","2023-06-06",119607,"ПДУ-2.2.300.100/5","М01","Датчик уровня поплавковый ПДУ-2.2.300.100/5",3523,4228,"Под заказ","ПДУ","14",70,0,1,9026900000,"Производимый",24]
["2023-06-06T16:44:55.024","2023-06-06",135389,"ПДУ-2.2.350.150/3-ЕХ","М01","Датчик уровня поплавковый ПДУ-2.2.350.150/3-ЕХ",3576,4291.2,"Под заказ","ПДУ","14",111,0,1,9026900000,"Производимый",24]
["2023-06-06T16:44:55.024","2023-06-06",119067,"ПДУ-2.2.400.100/3","М01","Датчик уровня поплавковый ПДУ-2.2.400.100/3",3127,3753,"Под заказ","ПДУ","14",109,0,1,9026900000,"Производимый",24]
["2023-06-06T16:44:55.024","2023-06-06",125710,"ПДУ-2.2.450.100.К/1","М01","Датчик уровня поплавковый ПДУ-2.2.450.100.К/1",2731,3277,"Под заказ","ПДУ","14",249,0,1,9026900000,"Производимый",24]
["2023-06-06T16:44:55.024","2023-06-06",125767,"ПДУ-2.2.450.250/10","М01","Датчик уровня поплавковый ПДУ-2.2.450.250/10",4513,5416,"Под заказ","ПДУ","14",36,0,1,9026900000,"Производимый",24]
["2023-06-06T16:44:55.024","2023-06-06",127297,"ПДУ-2.2.500.200/15-ЕХ","М01","Датчик уровня поплавковый ПДУ-2.2.500.200/15-ЕХ",5953,7144,"Под заказ","ПДУ","5",1,0,1,9026900000,"Производимый",24]
["2023-06-06T16:44:55.024","2023-06-06",131688,"ПДУ-2.2.550.350/10","М01","Датчик уровня поплавковый ПДУ-2.2.550.350/10",4851,5821,"Под заказ","ПДУ","14",36,0,1,9026900000,"Производимый",24]
["2023-06-06T16:44:55.024","2023-06-06",130287,"ПДУ-2.2.600.150/6","М01","Датчик уровня поплавковый ПДУ-2.2.600.150/6",4059,4870,"Под заказ","ПДУ","14",57,0,1,9026900000,"Производимый",24]
["2023-06-06T16:44:55.024","2023-06-06",120907,"ПДУ-2.2.600.К.500.К/1","М01","Датчик уровня поплавковый ПДУ-2.2.600.К.500.К/1",3069,3682,"Под заказ","ПДУ","14",226,0,1,9026900000,"Производимый",24]
["2023-06-06T16:44:55.024","2023-06-06",134249,"ПДУ-2.2.700.350/1-ЕХ","М01","Датчик уровня поплавковый ПДУ-2.2.700.350/1-ЕХ",3798,4557.6000000000004,"Под заказ","ПДУ","5",1,0,1,9026900000,"Производимый",24]
["2023-06-06T16:44:55.024","2023-06-06",126747,"ПДУ-2.2.750.350/4","М01","Датчик уровня поплавковый ПДУ-2.2.750.350/4",3663,4395,"Под заказ","ПДУ","14",78,0,1,9026900000,"Производимый",24]
["2023-06-06T16:44:55.024","2023-06-06",131428,"ПДУ-2.2.800.100/2","М01","Датчик уровня поплавковый ПДУ-2.2.800.100/2",3267,3920,"Под заказ","ПДУ","14",132,0,1,9026900000,"Производимый",24]
["2023-06-06T16:44:55.024","2023-06-06",136064,"ПДУ-2.2.900.К.100.К/1","М01","Датчик уровня поплавковый ПДУ-2.2.900.К.100.К/1",3069,3682.8,"Под заказ","ПДУ","14",1,0,1,9026900000,"Производимый",24]
["2023-06-06T16:44:55.024","2023-06-06",131072,"ПДУ-2Н.1.1100.G1",null,"Датчик уровня поплавковый ПДУ-2Н.1.1100.G1",2979,3574,"Под заказ","ПДУ","5",120,0,1,9026900000,"Производимый",24]
["2023-06-06T16:44:55.024","2023-06-06",125375,"ПДУ-2Н.1.250.К.G1",null,"Датчик уровня поплавковый ПДУ-2Н.1.250.К.G1",2137,2565,"Под заказ","ПДУ","5",120,0,1,9026900000,"Производимый",24]
["2023-06-06T16:44:55.024","2023-06-06",133269,"ПДУ-2Н.2.1300.50.G1",null,"Датчик уровня поплавковый ПДУ-2Н.2.1300.50.G1",3487,4184.3999999999996,"Под заказ","ПДУ","14",120,0,1,9026900000,"Производимый",24]
["2023-06-06T16:44:55.024","2023-06-06",133188,"ПДУ-2Н.2.1800.1600.G1",null,"Датчик уровня поплавковый ПДУ-2Н.2.1800.1600.G1",3487,4184.3999999999996,"Под заказ","ПДУ","14",120,0,1,9026900000,"Производимый",24]
["2023-06-06T16:44:55.024","2023-06-06",119134,"ПДУ-2Н.2.250.К.100.G1",null,"Датчик уровня поплавковый ПДУ-2Н.2.250.К.100.G1",2700,3240,"Под заказ","ПДУ","14",120,0,1,9026900000,"Производимый",24]
["2023-06-06T16:44:55.024","2023-06-06",131000,"ПДУ-2Н.2.400.100.К.G1",null,"Датчик уровня поплавковый ПДУ-2Н.2.400.100.К.G1",2700,3240,"Под заказ","ПДУ","14",120,0,1,9026900000,"Производимый",24]
["2023-06-06T16:44:55.024","2023-06-06",136254,"ПДУ-2Н.2.600.500.G1",null,"Датчик уровня поплавковый ПДУ-2Н.2.600.500.G1",3037,3644.4,"Под заказ","ПДУ","14",120,0,1,9026900000,"Производимый",24]
["2023-06-06T16:44:55.024","2023-06-06",117714,"ПДУ-3.1.100/1","М01","Датчик уровня поплавковый ПДУ-3.1.100/1",2893,3472,"Стандартный","ПДУ","5",86,0,1,9026900000,"Производимый",24]
["2023-06-06T16:44:55.024","2023-06-06",123946,"ПДУ-3.1.100/40","М01","Датчик уровня поплавковый ПДУ-3.1.100/40",8334,10000,"Под заказ","ПДУ","5",1,0,1,9026900000,"Производимый",24]
["2023-06-06T16:44:55.024","2023-06-06",127361,"ПДУ-3.1.150.К/3-ЕХ","М01","Датчик уровня поплавковый ПДУ-3.1.150.К/3-ЕХ",3726,4471,"Под заказ","ПДУ","5",1,0,1,9026900000,"Производимый",24]
["2023-06-06T16:44:55.024","2023-06-06",119143,"ПДУ-3.1.200/10","М01","Датчик уровня поплавковый ПДУ-3.1.200/10",4149,4978,"Под заказ","ПДУ","5",86,0,1,9026900000,"Производимый",24]
["2023-06-06T16:44:55.024","2023-06-06",121185,"ПДУ-3.1.300/1","М01","Датчик уровня поплавковый ПДУ-3.1.300/1",2893,3472,"Под заказ","ПДУ","5",86,0,1,9026900000,"Производимый",24]
["2023-06-06T16:44:55.024","2023-06-06",134613,"ПДУ-3.1.300/38","М01","Датчик уровня поплавковый ПДУ-3.1.300/38",8043,9651.6,"Под заказ","ПДУ","5",70,0,1,9026900000,"Производимый",24]
["2023-06-06T16:44:55.024","2023-06-06",127375,"ПДУ-3.1.450/15-ЕХ","М01","Датчик уровня поплавковый ПДУ-3.1.450/15-ЕХ",5400,6480,"Под заказ","ПДУ","5",86,0,1,9026900000,"Производимый",24]
["2023-06-06T16:44:55.024","2023-06-06",129656,"ПДУ-3.2.1000.100/1","М01","Датчик уровня поплавковый ПДУ-3.2.1000.100/1",4194,5032,"Под заказ","ПДУ","14",86,0,1,9026900000,"Производимый",24]
["2023-06-06T16:44:55.024","2023-06-06",118980,"ПДУ-3.2.1000.К.500/1","М01","Датчик уровня поплавковый ПДУ-3.2.1000.К.500/1",4194,5032,"Под заказ","ПДУ","14",86,0,1,9026900000,"Производимый",24]
["2023-06-06T16:44:55.024","2023-06-06",132027,"ПДУ-3.2.1400.350/3","М01","Датчик уровня поплавковый ПДУ-3.2.1400.350/3",5085,6102,"Под заказ","ПДУ","14",86,0,1,9026900000,"Производимый",24]
["2023-06-06T16:44:55.024","2023-06-06",119146,"ПДУ-3.2.1800.1500/20","М01","Датчик уровня поплавковый ПДУ-3.2.1800.1500/20",8451,10141,"Под заказ","ПДУ","14",17,0,1,9026900000,"Производимый",24]
["2023-06-06T16:44:55.024","2023-06-06",130594,"ПДУ-3.2.2050.200/1","М01","Датчик уровня поплавковый ПДУ-3.2.2050.200/1",5656,6787,"Под заказ","ПДУ","5",1,0,1,9026900000,"Производимый",24]
["2023-06-06T16:44:55.024","2023-06-06",128300,"ПДУ-3.2.2700.300/55-ЕХ","М01","Датчик уровня поплавковый ПДУ-3.2.2700.300/55-ЕХ",17032,20439,"Под заказ","ПДУ","5",1,0,1,9026900000,"Производимый",24]
["2023-06-06T16:44:55.024","2023-06-06",118997,"ПДУ-3.2.300.150/5","М01","Датчик уровня поплавковый ПДУ-3.2.300.150/5",4423,5308,"Под заказ","ПДУ","14",71,0,1,9026900000,"Производимый",24]
["2023-06-06T16:44:55.024","2023-06-06",127494,"ПДУ-3.2.350.200/5","М01","Датчик уровня поплавковый ПДУ-3.2.350.200/5",4423,5308,"Под заказ","ПДУ","14",71,0,1,9026900000,"Производимый",24]
["2023-06-06T16:44:55.024","2023-06-06",124827,"ПДУ-3.2.450.К.250.К/1","М01","Датчик уровня поплавковый ПДУ-3.2.450.К.250.К/1",3631,4357,"Под заказ","ПДУ","14",86,0,1,9026900000,"Производимый",24]
["2023-06-06T16:44:55.024","2023-06-06",123799,"ПДУ-3.2.750.100/1","М01","Датчик уровня поплавковый ПДУ-3.2.750.100/1",4194,5032,"Под заказ","ПДУ","14",86,0,1,9026900000,"Производимый",24]
["2023-06-06T16:44:55.024","2023-06-06",119191,"ПДУ-3.2.850.400.К/5","М01","Датчик уровня поплавковый ПДУ-3.2.850.400.К/5",4986,5983,"Под заказ","ПДУ","14",65,0,1,9026900000,"Производимый",24]
["2023-06-06T16:44:55.024","2023-06-06",128789,"ПДУ-3.2.900.К.300.К/5","M01","Датчик уровня поплавковый ПДУ-3.2.900.К.300.К/5",4986,5983,"Под заказ","ПДУ","14",64,0,1,9026900000,"Производимый",24]
["2023-06-06T16:44:55.024","2023-06-06",126782,"ПДУ-3.3.1000.800.500.К/3","М01","Датчик уровня поплавковый ПДУ-3.3.1000.800.500.К/3",5584,6701,"Под заказ","ПДУ","5",1,0,1,9026900000,"Производимый",24]
["2023-06-06T16:44:55.024","2023-06-06",135990,"ПДУ-3.3.1100.550.250/30","М01","Датчик уровня поплавковый ПДУ-3.3.1100.550.250/30",12896,15475.2,"Под заказ","ПДУ","5",50,0,1,9026900000,"Производимый",24]
["2023-06-06T16:44:55.024","2023-06-06",132341,"ПДУ-3.3.1200.700.300/5","М01","Датчик уровня поплавковый ПДУ-3.3.1200.700.300/5",6606,7927,"Под заказ","ПДУ","5",86,0,1,9026900000,"Производимый",24]
["2023-06-06T16:44:55.024","2023-06-06",133658,"ПДУ-3.3.1400.750.150.К/3","М01","Датчик уровня поплавковый ПДУ-3.3.1400.750.150.К/3",6102,7322.4,"Под заказ","ПДУ","5",1,0,1,9026900000,"Производимый",24]
["2023-06-06T16:44:55.024","2023-06-06",125509,"ПДУ-3.3.1450.К.1100.К.400.К/1","М01","Датчик уровня поплавковый ПДУ-3.3.1450.К.1100.К.400.К/1",5598,6717,"Под заказ","ПДУ","5",86,0,1,9026900000,"Производимый",24]
["2023-06-06T16:44:55.024","2023-06-06",121655,"ПДУ-3.3.1500.К.450.К.100/7","М01","Датчик уровня поплавковый ПДУ-3.3.1500.К.450.К.100/7",7110,8532,"Под заказ","ПДУ","5",1,0,1,9026900000,"Производимый",24]
["2023-06-06T16:44:55.024","2023-06-06",120003,"ПДУ-3.3.1650.К.700.К.450.К/1","М01","Датчик уровня поплавковый ПДУ-3.3.1650.К.700.К.450.К/1",5598,6717,"Под заказ","ПДУ","5",1,0,1,9026900000,"Производимый",24]
["2023-06-06T16:44:55.024","2023-06-06",135475,"ПДУ-3.3.1800.1600.150/1","М01","Датчик уровня поплавковый ПДУ-3.3.1800.1600.150/1",5598,6717.6,"Под заказ","ПДУ","5",1,0,1,9026900000,"Производимый",24]
["2023-06-06T16:44:55.024","2023-06-06",135289,"ПДУ-3.3.1900.1400.450/60","М01","Датчик уровня поплавковый ПДУ-3.3.1900.1400.450/60",20446,24535.200000000001,"Под заказ","ПДУ","5",1,0,1,9026900000,"Производимый",24]
["2023-06-06T16:44:55.024","2023-06-06",131208,"ПДУ-3.3.2100.К.1600.К.500.К/5","М01","Датчик уровня поплавковый ПДУ-3.3.2100.К.1600.К.500.К/5",6606,7927,"Под заказ","ПДУ","5",1,0,1,9026900000,"Производимый",24]
["2023-06-06T16:44:55.024","2023-06-06",126853,"ПДУ-3.3.2150.1000.200/25","М01","Датчик уровня поплавковый ПДУ-3.3.2150.1000.200/25",11646,13975,"Под заказ","ПДУ","5",1,0,1,9026900000,"Производимый",24]
["2023-06-06T16:44:55.024","2023-06-06",130869,"ПДУ-3.3.2400.К.2300.1650/6","М01","Датчик уровня поплавковый ПДУ-3.3.2400.К.2300.1650/6",6858,8229,"Под заказ","ПДУ","5",83,0,1,9026900000,"Производимый",24]
["2023-06-06T16:44:55.024","2023-06-06",121224,"ПДУ-3.3.300.200.100/5","М01","Датчик уровня поплавковый ПДУ-3.3.300.200.100/5",5593,6712,"Под заказ","ПДУ","5",86,0,1,9026900000,"Производимый",24]
["2023-06-06T16:44:55.024","2023-06-06",131469,"ПДУ-3.3.3000.2000.1000/3","М01","Датчик уровня поплавковый ПДУ-3.3.3000.2000.1000/3",6102,7322,"Под заказ","ПДУ","5",1,0,1,9026900000,"Производимый",24]
["2023-06-06T16:44:55.024","2023-06-06",120925,"ПДУ-3.3.450.200.100/20","М01","Датчик уровня поплавковый ПДУ-3.3.450.200.100/20",9373,11248,"Под заказ","ПДУ","5",41,0,1,9026900000,"Производимый",24]
["2023-06-06T16:44:55.024","2023-06-06",119224,"ПДУ-3.3.500.300.100/1","М01","Датчик уровня поплавковый ПДУ-3.3.500.300.100/1",4585,5502,"Под заказ","ПДУ","5",86,0,1,9026900000,"Производимый",24]
["2023-06-06T16:44:55.024","2023-06-06",127732,"ПДУ-3.3.600.500.400/6","М01","Датчик уровня поплавковый ПДУ-3.3.600.500.400/6",6340,7608,"Под заказ","ПДУ","5",86,0,1,9026900000,"Производимый",24]
["2023-06-06T16:44:55.024","2023-06-06",125585,"ПДУ-3.3.750.500.200/3","М01","Датчик уровня поплавковый ПДУ-3.3.750.500.200/3",5584,6701,"Под заказ","ПДУ","5",1,0,1,9026900000,"Производимый",24]
["2023-06-06T16:44:55.024","2023-06-06",124740,"ПДУ-3.3.800.500.100/3","М01","Датчик уровня поплавковый ПДУ-3.3.800.500.100/3",5584,6701,"Под заказ","ПДУ","5",86,0,1,9026900000,"Производимый",24]
["2023-06-06T16:44:55.024","2023-06-06",135143,"ПДУ-3.3.900.300.200/10","М01","Датчик уровня поплавковый ПДУ-3.3.900.300.200/10",7348,8817.6,"Под заказ","ПДУ","5",78,0,1,9026900000,"Производимый",24]
["2023-06-06T16:44:55.024","2023-06-06",126099,"ПДУ-3Н.1.3000.CL100",null,"Датчик уровня поплавковый ПДУ-3Н.1.3000.CL100",6385,7662,"Под заказ","ПДУ","5",18,0,1,9026900000,"Производимый",24]
["2023-06-06T16:44:55.024","2023-06-06",121228,"ПДУ-3Н.2.1250.800.G2",null,"Датчик уровня поплавковый ПДУ-3Н.2.1250.800.G2",4743,5691,"Под заказ","ПДУ","14",132,0,1,9026900000,"Производимый",24]
["2023-06-06T16:44:55.024","2023-06-06",126114,"ПДУ-3Н.2.300.К.200.К.G2",null,"Датчик уровня поплавковый ПДУ-3Н.2.300.К.200.К.G2",3685,4422,"Под заказ","ПДУ","5",1,0,1,9026900000,"Производимый",24]
["2023-06-06T16:44:55.024","2023-06-06",127645,"ПДУ-RS.1000.10.CL65-ЕХD",null,"Датчик уровня поплавковый ПДУ-RS.1000.10.CL65-ЕХD",32445,38934,"Под заказ","ПДУ-RS","5",1,0,1,9026900000,"Производимый",24]
["2023-06-06T16:44:55.024","2023-06-06",115126,"ПДУ-RS.1500.5.Ф.65.2,5.01.А",null,"Датчик уровня поплавковый ПДУ-RS.1500.5.Ф.65.2,5.01.А",69600,83520,"Под заказ","ПДУ-RS","23",1,0,1,9026900000,"Производимый",24]
["2023-06-06T16:44:55.024","2023-06-06",108602,"ПДУ-RS.1750.5.Ф.80.1.01.А-ЕХD",null,"Датчик уровня поплавковый ПДУ-RS.1750.5.Ф.80.1.01.А-ЕХD",94500,113400,"Под заказ","ПДУ-RS","15",1,0,1,9026900000,"Производимый",24]
["2023-06-06T16:44:55.024","2023-06-06",102739,"ПДУ-RS.2250.5.СL80",null,"Датчик уровня поплавковый ПДУ-RS.2250.5.СL80",54625,65550,"Стандартный","ПДУ-RS","23",1,0,1,9026900000,"Производимый",24]
["2023-06-06T16:44:55.024","2023-06-06",128414,"ПДУ-RS.2500.5.Ф.65.2,5.01.А",null,"Датчик уровня поплавковый ПДУ-RS.2500.5.Ф.65.2,5.01.А",89375,107250,"Под заказ","ПДУ-RS","15",1,0,1,9026900000,"Производимый",24]
["2023-06-06T16:44:55.024","2023-06-06",102759,"ПДУ-RS.3250.10.СL100",null,"Датчик уровня поплавковый ПДУ-RS.3250.10.СL100",49000,58800,"Стандартный","ПДУ-RS","23",1,0,1,9026900000,"Производимый",24]
["2023-06-06T16:44:55.024","2023-06-06",102728,"ПДУ-RS.3500.10.СL80",null,"Датчик уровня поплавковый ПДУ-RS.3500.10.СL80",52225,62670,"Стандартный","ПДУ-RS","23",1,0,1,9026900000,"Производимый",24]
["2023-06-06T16:44:55.024","2023-06-06",102732,"ПДУ-RS.500.5.СL80",null,"Датчик уровня поплавковый ПДУ-RS.500.5.СL80",24300,29160,"Стандартный","ПДУ-RS","23",1,0,1,9026900000,"Производимый",24]
["2023-06-06T16:44:55.024","2023-06-06",104753,"ПДУ-И.1000.10.Ф.100.1.01.А-ЕХD",null,"Датчик уровня поплавковый ПДУ-И.1000.10.Ф.100.1.01.А-ЕХD",62375,74850,"Под заказ","ПДУ-И","15",1,0,1,9026900000,"Производимый",24]
["2023-06-06T16:44:55.024","2023-06-06",106711,"ПДУ-И.1000.10.Ф.65.1.01.В","М01","Датчик уровня поплавковый ПДУ-И.1000.10.Ф.65.1.01.В",53000,63600,"Под заказ","ПДУ-И","15",1,0,1,9026900000,"Производимый",24]
["2023-06-06T16:44:55.024","2023-06-06",96712,"ПДУ-И.1250.10.СL65",null,"Датчик уровня поплавковый ПДУ-И.1250.10.СL65",27730,33276,"Под заказ","ПДУ-И","5",48,0,1,9026900000,"Производимый",24]
["2023-06-06T16:44:55.024","2023-06-06",108232,"ПДУ-И.1250.5.Ф.100.1.01.А-ЕХD",null,"Датчик уровня поплавковый ПДУ-И.1250.5.Ф.100.1.01.А-ЕХD",82750,99300,"Под заказ","ПДУ-И","15",1,0,1,9026900000,"Производимый",24]
["2023-06-06T16:44:55.024","2023-06-06",95433,"ПДУ-И.1500.5.СL100",null,"Датчик уровня поплавковый ПДУ-И.1500.5.CL100",39700,47640,"Под заказ","ПДУ-И","5",5,0,1,9026900000,"Производимый",24]
["2023-06-06T16:44:55.024","2023-06-06",131448,"ПДУ-И.1750.10.Ф.150.16.01.В","М01","Датчик уровня поплавковый ПДУ-И.1750.10.Ф.150.16.01.В",74050,88860,"Под заказ","ПДУ-И","30",1,0,1,9026900000,"Производимый",24]
["2023-06-06T16:44:55.024","2023-06-06",108701,"ПДУ-И.2000.10.Ф.100.1.01.А","М01","Датчик уровня поплавковый ПДУ-И.2000.10.Ф.100.1.01.А",65000,78000,"Под заказ","ПДУ-И","15",1,0,1,9026900000,"Производимый",24]
["2023-06-06T16:44:55.024","2023-06-06",109779,"ПДУ-И.2000.5.Ф.80.1.01.А","М01","Датчик уровня поплавковый ПДУ-И.2000.5.Ф.80.1.01.А",79000,94800,"Под заказ","ПДУ-И","15",2,0,1,9026900000,"Производимый",24]
["2023-06-06T16:44:55.024","2023-06-06",102633,"ПДУ-И.2250.5.Ф.100.1.01.А-ЕХD",null,"Датчик уровня поплавковый ПДУ-И.2250.5.Ф.100.1.01.А-ЕХD",100500,120600,"Под заказ","ПДУ-И","15",1,0,1,9026900000,"Производимый",24]
["2023-06-06T16:44:55.024","2023-06-06",106727,"ПДУ-И.250.10.Ф.80.25.01.В","М01","Датчик уровня поплавковый ПДУ-И.250.10.Ф.80.25.01.В",44875,53850,"Под заказ","ПДУ-И","15",1,0,1,9026900000,"Производимый",24]
["2023-06-06T16:44:55.024","2023-06-06",96720,"ПДУ-И.2750.10.СL80",null,"Датчик уровня поплавковый ПДУ-И.2750.10.СL80",44750,53700,"Под заказ","ПДУ-И","5",1,0,1,9026900000,"Производимый",24]
["2023-06-06T16:44:55.024","2023-06-06",129795,"ПДУ-И.2750.10.Ф.100.2,5.01.А","М01","Датчик уровня поплавковый ПДУ-И.2750.10.Ф.100.2,5.01.А",74750,89700,"Под заказ","ПДУ-И","15",1,0,1,9026900000,"Производимый",24]
["2023-06-06T16:44:55.024","2023-06-06",134465,"ПДУ-И.3000.10.Ф.150.1.01.А-ЕХD",null,"Датчик уровня поплавковый ПДУ-И.3000.10.Ф.150.1.01.А-ЕХD",100600,120720,"Под заказ","ПДУ-И","30",1,0,1,9026900000,"Производимый",24]
["2023-06-06T16:44:55.024","2023-06-06",127737,"ПДУ-И.3000.5.Ф.100.6.01.А","М01","Датчик уровня поплавковый ПДУ-И.3000.5.Ф.100.6.01.А",95750,114900,"Под заказ","ПДУ-И","15",1,0,1,9026900000,"Производимый",24]
["2023-06-06T16:44:55.024","2023-06-06",117160,"ПДУ-И.3500.5.CL65-EXD",null,"Датчик уровня поплавковый ПДУ-И.3500.5.CL65-Exd",96250,115500,"Под заказ","ПДУ-И","5",1,0,1,9026900000,"Производимый",24]
["2023-06-06T16:44:55.024","2023-06-06",117161,"ПДУ-И.3750.5.CL65-EXD",null,"Датчик уровня поплавковый ПДУ-И.3750.5.CL65-Exd",103500,124200,"Под заказ","ПДУ-И","5",1,0,1,9026900000,"Производимый",24]
["2023-06-06T16:44:55.024","2023-06-06",106809,"ПДУ-И.4000.5.CL65-ЕХD",null,"Датчик уровня поплавковый ПДУ-И.4000.5.CL65-ЕХD",108750,130500,"Под заказ","ПДУ-И","5",1,0,1,9026900000,"Производимый",24]
["2023-06-06T16:44:55.024","2023-06-06",107167,"ПДУ-И.750.10.Ф.65.1.01.А","М01","Датчик уровня поплавковый ПДУ-И.750.10.Ф.65.1.01.А [М01]",52375,62850,"Под заказ","ПДУ-И","15",2,0,1,9026900000,"Производимый",24]
["2023-06-06T16:44:55.024","2023-06-06",116247,"ПДУ-И.750.5.Ф.80.16.01.В-ЕХD",null,"Датчик уровня поплавковый ПДУ-И.750.5.Ф.80.16.01.В-ЕХD",73000,87600,"Под заказ","ПДУ-И","20",1,0,1,9026900000,"Производимый",24]
["2023-06-06T16:44:55.024","2023-06-06",54223,"ПЛК110-220.30.К-L","М02","Программируемый логический контроллер ПЛК110-220.30.К-L",36000,43200,"Под заказ","ПЛК110 М02","13",21,0,1,8537109100,"Производимый",24]
["2023-06-06T16:44:55.024","2023-06-06",10749,"ПЛК150-220.А-М",null,"Контроллер программируемый логический ПЛК150-220.А-М",37250,44700,"Стандартный","ПЛК150","4",17,0,1,8537109100,"Производимый",24]
["2023-06-06T16:44:55.024","2023-06-06",48826,"ПЛК63-РИИИУУ-М","М01","Программируемый логический контроллер ПЛК63-РИИИУУ-М",30000,36000,"Под заказ","ПЛК63","4",12,0,1,8537109100,"Производимый",24]
["2023-06-06T16:44:55.024","2023-06-06",48847,"ПЛК63-РРРРРТ-L","М01","Программируемый логический контроллер ПЛК63-РРРРРТ-L",24500,29400,"Под заказ","ПЛК63","4",17,0,1,8537109100,"Производимый",24]
["2023-06-06T16:44:55.024","2023-06-06",51492,"ПЛК63-РРРРТТ-L","М01","Программируемый логический контроллер ПЛК63-РРРРТТ-L",24500,29400,"Под заказ","ПЛК63","4",16,0,1,8537109100,"Производимый",24]
["2023-06-06T16:44:55.024","2023-06-06",66533,"ПЛК73-ККККРРИУ-М","М01","Программируемый логический контроллер ПЛК73-ККККРРИУ-М",30600,36720,"Под заказ","ПЛК73","4",17,0,1,8537109100,"Производимый",24]
["2023-06-06T16:44:55.024","2023-06-06",107050,"ПЛК73-ККККРТТТ-M","М01","Программируемый логический контроллер ПЛК73-ККККРТТТ-M",27050,32460,"Под заказ","ПЛК73","4",21,0,1,8537109100,"Производимый",24]
["2023-06-06T16:44:55.024","2023-06-06",108194,"ПР100-24.0804.03.1","М02","Программируемое реле ПР100-24.0804.03.1",7300,8760,"Под заказ","ПР100","3",43,0,1,8537109100,"Производимый",24]
["2023-06-06T16:44:55.024","2023-06-06",44262,"ПР114-224.8Д4А.РРРРККУУ",null,"Программируемое реле ПР114-224.8Д4А.РРРРККУУ",16065,19278,"Под заказ","ПР114","3",8,0,1,8537109100,"Производимый",24]
["2023-06-06T16:44:55.024","2023-06-06",77522,"ПР200-220.24.1.0","М01","Программируемое реле ПР200-220.24.1.0",12400,14880,"Стандартный","ПР200","4",14,0,1,8537109100,"Производимый",24]
["2023-06-06T16:44:55.024","2023-06-06",77533,"ПР200-24.4.0.0","М01","Программируемое реле ПР200-24.4.0.0",10900,13080,"Стандартный","ПР200","2",16,0,1,8537109100,"Производимый",24]
["2023-06-06T16:44:55.024","2023-06-06",101391,"ПР205-24.1211.06.0.0",null,"Программируемое реле ПР205-24.1211.06.0.0",17000,20400,"Стандартный","ПР205","По запросу",0,0,1,8537109100,"Производимый",24]
["2023-06-06T16:44:55.024","2023-06-06",131659,"ПЧВ3-75К-В","М01","Преобразователь частоты векторный ПЧВ3-75К-В",185200,222240,"Под заказ","ПЧВ3 [М01]","3",3,0,1,8504409100,"Производимый",24]
["2023-06-06T16:44:55.024","2023-06-06",109859,"РД55-ДД0,35-1,65-2",null,"Реле перепада давления РД55-ДД0,35-1,65-2",2500,3000,"Стандартный","РД55-ДД","2",11,0,1,8536490000,"Производимый",12]
["2023-06-06T16:44:55.024","2023-06-06",127763,"РД55-ДИ0,75-2,0-1",null,"Реле давления РД55-ДИ0,75-2,0-1",1500,1800,"Стандартный","РД55-ДИ","2",36,0,1,8536490000,"Производимый",12]
["2023-06-06T16:44:55.024","2023-06-06",57727,"РСТ-080-А",null,"Реактор сетевой трехфазный номинальный ток 80 А, исполнение «А» РСТ-080-А",47250,56700,"Под заказ","РСТ","3",2,0,1,8504509500,"Производимый",24]
["2023-06-06T16:44:55.024","2023-06-06",2061,"САУ-М6",null,"Прибор контроля уровня жидкости САУ-М6",6685,8022,"Стандартный","САУ-М6","4",129,0,1,9032890000,"Производимый",24]
["2023-06-06T16:44:55.024","2023-06-06",131680,"СВ01-24.Н.RS",null,"Счетчик времени СВ01-24.Н.RS",6280,7536,"Под заказ","СВ01","4",2,0,1,9031803800,"Производимый",24]
["2023-06-06T16:44:55.024","2023-06-06",30014,"СИ30-220.Щ2.К",null,"Счетчик импульсов СИ30-220.Щ2.К",7960,9552,"Под заказ","СИ30","4",2,0,1,9029100009,"Производимый",24]
["2023-06-06T16:44:55.024","2023-06-06",117372,"СТЕНД (78) ПРОГРАММИРУЕМЫЕ РЕЛЕ",null,"Стенд (78) Программируемые реле",6165,7398,"Под заказ","Демонстрационные стенды","По запросу",0,0,1,9031200000,"Производимый",0]
["2023-06-06T16:44:55.024","2023-06-06",59478,"СУНА-121.220.06.00",null,"Контроллер управления насосами СУНА-121.220.06.00",12265,14718,"Стандартный","СУНА","4",17,0,1,8537109100,"Производимый",24]
["2023-06-06T16:44:55.024","2023-06-06",83918,"СУНА-122.220.05.20",null,"Система управления насосами автоматическая СУНА-122.220.05.20",13720,16464,"Стандартный","СУНА","4",19,0,1,8537109100,"Производимый",24]
["2023-06-06T16:44:55.024","2023-06-06",30236,"ТРМ101-ТК","М07","Измеритель-регулятор микропроцессорный ТРМ101-ТК",12573,15087.6,"Под заказ","ТРМ101","3",34,0,1,9032890000,"Производимый",24]
["2023-06-06T16:44:55.024","2023-06-06",129152,"ТРМ1032М-02.00.И",null,"Регулятор для многоконтурных систем отопления и ГВС ТРМ1032М-02.00.И",15000,18000,"Стандартный","ТРМ1032М","2",13,0,1,8537109100,"Производимый",24]
["2023-06-06T16:44:55.024","2023-06-06",91171,"ТРМ1033-220.21.00",null,"Регулятор для систем вентиляции ТРМ1033-220.21.00",16450,19740,"Стандартный","ТРМ1033","2",12,0,1,8537109100,"Производимый",24]
["2023-06-06T16:44:55.024","2023-06-06",120316,"ТРМ10-Д.У2.ИУ.RS",null,"Измеритель-регулятор микропроцессорный ТРМ10-Д.У2.ИУ.RS",5900,7080,"Под заказ","ТРМ10","По запросу",1,0,1,9032890000,"Производимый",60]
["2023-06-06T16:44:55.024","2023-06-06",120324,"ТРМ10-Д.У2.РК.RS",null,"Измеритель-регулятор микропроцессорный ТРМ10-Д.У2.РК.RS",5900,7080,"Под заказ","ТРМ10","По запросу",1,0,1,9032890000,"Производимый",60]
["2023-06-06T16:44:55.024","2023-06-06",120299,"ТРМ10-Д.У2.СС",null,"Измеритель-регулятор микропроцессорный ТРМ10-Д.У2.СС",5750,6900,"Под заказ","ТРМ10","7",3,0,1,9032890000,"Производимый",60]
["2023-06-06T16:44:55.024","2023-06-06",120311,"ТРМ10-Д.У2.УУ",null,"Измеритель-регулятор микропроцессорный ТРМ10-Д.У2.УУ",5750,6900,"Под заказ","ТРМ10","999",3,0,1,9032890000,"Производимый",60]
["2023-06-06T16:44:55.024","2023-06-06",19319,"ТРМ10-Щ1.У.СС",null,"Измеритель-регулятор микропроцессорный ТРМ10-Щ1.У.СС",9029,10834.8,"Под заказ","ТРМ10","3",2,0,1,9032890000,"Производимый",60]
["2023-06-06T16:44:55.024","2023-06-06",120411,"ТРМ10-Щ1.У2.РИ",null,"Измеритель-регулятор микропроцессорный ТРМ10-Щ1.У2.РИ",5750,6900,"Под заказ","ТРМ10","7",1,0,1,9032890000,"Производимый",60]
["2023-06-06T16:44:55.024","2023-06-06",120137,"ТРМ10-Щ1.У2.СТ.RS",null,"Измеритель-регулятор микропроцессорный ТРМ10-Щ1.У2.СТ.RS",5900,7080,"Под заказ","ТРМ10","По запросу",1,0,1,9032890000,"Производимый",60]
["2023-06-06T16:44:55.024","2023-06-06",18356,"ТРМ10-Щ2.У.РР",null,"Измеритель-регулятор микропроцессорный ТРМ10-Щ2.У.РР",7594,9112.7999999999993,"Стандартный","ТРМ10","3",46,0,1,9032890000,"Производимый",60]
["2023-06-06T16:44:55.024","2023-06-06",120188,"ТРМ10-Щ2.У2.КИ.RS",null,"Измеритель-регулятор микропроцессорный ТРМ10-Щ2.У2.КИ.RS",5900,7080,"Под заказ","ТРМ10","По запросу",1,0,1,9032890000,"Производимый",60]
["2023-06-06T16:44:55.024","2023-06-06",120203,"ТРМ10-Щ2.У2.СТ.RS",null,"Измеритель-регулятор микропроцессорный ТРМ10-Щ2.У2.СТ.RS",5900,7080,"Под заказ","ТРМ10","7",18,0,1,9032890000,"Производимый",60]
["2023-06-06T16:44:55.024","2023-06-06",120206,"ТРМ10-Щ2.У2.ТК.RS",null,"Измеритель-регулятор микропроцессорный ТРМ10-Щ2.У2.ТК.RS",5900,7080,"Под заказ","ТРМ10","7",18,0,1,9032890000,"Производимый",60]
["2023-06-06T16:44:55.024","2023-06-06",120229,"ТРМ10-Щ5.У2.РС",null,"Измеритель-регулятор микропроцессорный ТРМ10-Щ5.У2.РС",5750,6900,"Под заказ","ТРМ10","По запросу",1,0,1,9032890000,"Производимый",60]
["2023-06-06T16:44:55.024","2023-06-06",120236,"ТРМ10-Щ5.У2.СТ",null,"Измеритель-регулятор микропроцессорный ТРМ10-Щ5.У2.СТ",5750,6900,"Под заказ","ТРМ10","По запросу",1,0,1,9032890000,"Производимый",60]
["2023-06-06T16:44:55.024","2023-06-06",120276,"ТРМ10-Щ5.У2.УР.RS",null,"Измеритель-регулятор микропроцессорный ТРМ10-Щ5.У2.УР.RS",5900,7080,"Под заказ","ТРМ10","999",3,0,1,9032890000,"Производимый",60]
["2023-06-06T16:44:55.024","2023-06-06",120399,"ТРМ12-Д.У2.УТ.RS",null,"Измеритель-регулятор микропроцессорный ТРМ12-Д.У2.УТ.RS",5900,7080,"Под заказ","ТРМ12","По запросу",1,0,1,9032890000,"Производимый",60]
["2023-06-06T16:44:55.024","2023-06-06",18550,"ТРМ12-Щ2.У.С",null,"Измеритель-регулятор микропроцессорный ТРМ12-Щ2.У.С",11830,14196,"Под заказ","ТРМ12","3",5,0,1,9032890000,"Производимый",60]
["2023-06-06T16:44:55.024","2023-06-06",120363,"ТРМ12-Щ2.У2.УС",null,"Измеритель-регулятор микропроцессорный ТРМ12-Щ2.У2.УС",5750,6900,"Под заказ","ТРМ12","По запросу",1,0,1,9032890000,"Производимый",60]
["2023-06-06T16:44:55.024","2023-06-06",53178,"ТРМ136-С.Щ7","М01","Измеритель-регулятор универсальный шестиканальный ТРМ136-С.Щ7",14000,16800,"Под заказ","ТРМ136","4",3,0,1,9032890000,"Производимый",24]
["2023-06-06T16:44:55.024","2023-06-06",53866,"ТРМ138-ИИИИИРРР.Щ7","М01","Измеритель-регулятор универсальный восьмиканальный ТРМ138-ИИИИИРРР.Щ7",22000,26400,"Под заказ","ТРМ138","По запросу",1,0,1,9032890000,"Производимый",24]
["2023-06-06T16:44:55.024","2023-06-06",31914,"ТРМ138-ИИРРРРРР","М01","Измеритель-регулятор универсальный восьмиканальный ТРМ138-ИИРРРРРР",22000,26400,"Под заказ","ТРМ138","4",12,0,1,9032890000,"Производимый",24]
["2023-06-06T16:44:55.024","2023-06-06",64365,"ТРМ138-ИИТТСКРР","М01","Измеритель-регулятор универсальный восьмиканальный ТРМ138-ИИТТСКРР",22000,26400,"Под заказ","ТРМ138","4",12,0,1,9032890000,"Производимый",24]
["2023-06-06T16:44:55.024","2023-06-06",114599,"ТРМ138-ТТТТТРРР","М01","Измеритель-регулятор универсальный восьмиканальный ТРМ138-ТТТТТРРР",22000,26400,"Под заказ","ТРМ138","4",12,0,1,9032890000,"Производимый",24]
["2023-06-06T16:44:55.024","2023-06-06",71703,"ТРМ138В-ССССРРРР",null,"Измеритель-регулятор восьмиканальный взрывозащищенный ТРМ138В-ССССРРРР",33000,39600,"Под заказ","ТРМ138В","4",2,0,1,9032890000,"Производимый",24]
["2023-06-06T16:44:55.024","2023-06-06",42626,"ТРМ148-ИИИИССРР","М01","Измеритель-регулятор микропроцессорный ТРМ148-ИИИИССРР",23000,27600,"Под заказ","ТРМ148","По запросу",1,0,1,9032890000,"Производимый",24]
["2023-06-06T16:44:55.024","2023-06-06",95778,"ТРМ148-ИТТРРРРУ.Щ7",null,"Измеритель-регулятор микропроцессорный ТРМ148-ИТТРРРРУ.Щ7",23000,27600,"Под заказ","ТРМ148","По запросу",7,0,1,9032890000,"Производимый",24]
["2023-06-06T16:44:55.024","2023-06-06",38648,"ТРМ148-К","М01","Измеритель-регулятор микропроцессорный ТРМ148-К",20500,24600,"Под заказ","ТРМ148","4",5,0,1,9032890000,"Производимый",24]
["2023-06-06T16:44:55.024","2023-06-06",46827,"ТРМ148-ТТССККРР","М01","Измеритель-регулятор микропроцессорный ТРМ148-ТТССККРР",23000,27600,"Под заказ","ТРМ148","По запросу",1,0,1,9032890000,"Производимый",24]
["2023-06-06T16:44:55.024","2023-06-06",7996,"ТРМ151-Н.РИ.00",null,"Измеритель ПИД-регулятор универсальный программный ТРМ151-Н.РИ.00",26325,31590,"Под заказ","ТРМ151.00","По запросу",1,0,1,9032890000,"Производимый",24]
["2023-06-06T16:44:55.024","2023-06-06",11039,"ТРМ151-Н.РУ.01",null,"Измеритель ПИД-регулятор универсальный программный ТРМ151-Н.РУ.01",26325,31590,"Под заказ","ТРМ151.01","3",3,0,1,9032890000,"Производимый",24]
["2023-06-06T16:44:55.024","2023-06-06",17916,"ТРМ151-Щ1.ТС.01",null,"Измеритель ПИД-регулятор универсальный программный ТРМ151-Щ1.ТС.01",26325,31590,"Под заказ","ТРМ151.01","По запросу",1,0,1,9032890000,"Производимый",24]
["2023-06-06T16:44:55.024","2023-06-06",9025,"ТРМ151-Щ1.ИР.55",null,"Измеритель ПИД-регулятор универсальный программный ТРМ151-Щ1.ИР.55",26325,31590,"Под заказ","ТРМ151.05","По запросу",1,0,1,9032890000,"Производимый",24]
["2023-06-06T16:44:55.024","2023-06-06",22118,"ТРМ151-Н.ИИ.08",null,"Измеритель ПИД-регулятор универсальный программный ТРМ151-Н.ИИ.08",26325,31590,"Под заказ","ТРМ151.08","3",3,0,1,9032890000,"Производимый",24]
["2023-06-06T16:44:55.024","2023-06-06",40314,"ТРМ151-Н.ТТ.10",null,"Измеритель ПИД-регулятор универсальный программный ТРМ151-Н.ТТ.10",26325,31590,"Под заказ","ТРМ151.10","По запросу",1,0,1,9032890000,"Производимый",24]
["2023-06-06T16:44:55.024","2023-06-06",8257,"ТРМ151-Щ1.СР.10",null,"Измеритель ПИД-регулятор универсальный программный ТРМ151-Щ1.СР.10",26325,31590,"Под заказ","ТРМ151.10","3",1,0,1,9032890000,"Производимый",24]
["2023-06-06T16:44:55.024","2023-06-06",17330,"ТРМ151-Щ1.РУ.09",null,"Измеритель ПИД-регулятор универсальный программный ТРМ151-Щ1.РУ.09",26325,31590,"Под заказ","ТРМ151.09","По запросу",1,0,1,9032890000,"Производимый",24]
["2023-06-06T16:44:55.024","2023-06-06",13295,"ТРМ151-Щ1.УУ.04",null,"Измеритель ПИД-регулятор универсальный программный ТРМ151-Щ1.УУ.04",26325,31590,"Под заказ","ТРМ151.04","3",16,0,1,9032890000,"Производимый",24]
["2023-06-06T16:44:55.024","2023-06-06",61253,"ТРМ1-Щ1.У.И","М02","Измеритель-регулятор микропроцессорный ТРМ1-Щ1.У.И",7679,9214.7999999999993,"Стандартный","ТРМ1","3",11,0,1,9032890000,"Производимый",60]
["2023-06-06T16:44:55.024","2023-06-06",18512,"ТРМ1-Щ2.У.С3",null,"Измеритель-регулятор микропроцессорный ТРМ1-Щ2.У.С3",7679,9214.7999999999993,"Под заказ","ТРМ1","3",2,0,1,9032890000,"Производимый",60]
["2023-06-06T16:44:55.024","2023-06-06",53154,"ТРМ201-Н2.У",null,"Измеритель-регулятор микропроцессорный ТРМ201-Н2.У",11223,13467.6,"Под заказ","ТРМ201","35",10,0,1,9032890000,"Производимый",24]
["2023-06-06T16:44:55.024","2023-06-06",21732,"ТРМ202-Н.КИ","М03","Измеритель-регулятор микропроцессорный ТРМ202-Н.КИ",11729,14074.8,"Под заказ","ТРМ202","3",1,0,1,9032890000,"Производимый",24]
["2023-06-06T16:44:55.024","2023-06-06",53155,"ТРМ202-Н2.ИИ",null,"Измеритель-регулятор микропроцессорный ТРМ202-Н2.ИИ",12825,15390,"Под заказ","ТРМ202","35",5,0,1,9032890000,"Производимый",24]
["2023-06-06T16:44:55.024","2023-06-06",49657,"ТРМ202-Н2.РИ",null,"Измеритель-регулятор микропроцессорный ТРМ202-Н2.РИ",12825,15390,"Под заказ","ТРМ202","35",5,0,1,9032890000,"Производимый",24]
["2023-06-06T16:44:55.024","2023-06-06",49653,"ТРМ202-Н2.РР",null,"Измеритель-регулятор микропроцессорный ТРМ202-Н2.РР",10463,12555.6,"Стандартный","ТРМ202","35",12,0,1,9032890000,"Производимый",24]
["2023-06-06T16:44:55.024","2023-06-06",53156,"ТРМ202-Н2.РУ",null,"Измеритель-регулятор микропроцессорный ТРМ202-Н2.РУ",12825,15390,"Под заказ","ТРМ202","35",5,0,1,9032890000,"Производимый",24]
["2023-06-06T16:44:55.024","2023-06-06",94099,"ТРМ202-Н2.ТИ",null,"Измеритель-регулятор микропроцессорный ТРМ202-Н2.ТИ",12825,15390,"Под заказ","ТРМ202","35",5,0,1,9032890000,"Производимый",24]
["2023-06-06T16:44:55.024","2023-06-06",54443,"ТРМ202-Н2.ТТ",null,"Измеритель-регулятор микропроцессорный ТРМ202-Н2.ТТ",12825,15390,"Под заказ","ТРМ202","35",5,0,1,9032890000,"Производимый",24]
["2023-06-06T16:44:55.024","2023-06-06",76669,"ТРМ202-Н2.ТУ",null,"Измеритель-регулятор микропроцессорный ТРМ202-Н2.ТУ",12825,15390,"Под заказ","ТРМ202","35",5,0,1,9032890000,"Производимый",24]
["2023-06-06T16:44:55.024","2023-06-06",73127,"ТРМ202-Н2.УИ",null,"Измеритель-регулятор микропроцессорный ТРМ202-Н2.УИ",12825,15390,"Под заказ","ТРМ202","35",5,0,1,9032890000,"Производимый",24]
["2023-06-06T16:44:55.024","2023-06-06",96553,"ТРМ202-Н2.УУ",null,"Измеритель-регулятор микропроцессорный ТРМ202-Н2.УУ",12825,15390,"Под заказ","ТРМ202","35",5,0,1,9032890000,"Производимый",24]
["2023-06-06T16:44:55.024","2023-06-06",21719,"ТРМ202-Щ1.ИИ","М03","Измеритель-регулятор микропроцессорный ТРМ202-Щ1.ИИ",11729,14074.8,"Стандартный","ТРМ202","3",10,0,1,9032890000,"Производимый",24]
["2023-06-06T16:44:55.024","2023-06-06",21739,"ТРМ202-Щ1.КИ","М03","Измеритель-регулятор микропроцессорный ТРМ202-Щ1.КИ",11729,14074.8,"Под заказ","ТРМ202","3",10,0,1,9032890000,"Производимый",24]
["2023-06-06T16:44:55.024","2023-06-06",21740,"ТРМ202-Щ1.КК","М03","Измеритель-регулятор микропроцессорный ТРМ202-Щ1.КК",11729,14074.8,"Под заказ","ТРМ202","3",10,0,1,9032890000,"Производимый",24]
["2023-06-06T16:44:55.024","2023-06-06",21743,"ТРМ202-Щ1.КР","М03","Измеритель-регулятор микропроцессорный ТРМ202-Щ1.КР",11729,14074.8,"Под заказ","ТРМ202","3",10,0,1,9032890000,"Производимый",24]
["2023-06-06T16:44:55.024","2023-06-06",42076,"ТРМ202-Щ1.КУ","М03","Измеритель-регулятор микропроцессорный ТРМ202-Щ1.КУ",11729,14074.8,"Под заказ","ТРМ202","По запросу",1,0,1,9032890000,"Производимый",24]
["2023-06-06T16:44:55.024","2023-06-06",21720,"ТРМ202-Щ1.РИ","М03","Измеритель-регулятор микропроцессорный ТРМ202-Щ1.РИ",11729,14074.8,"Стандартный","ТРМ202","3",12,0,1,9032890000,"Производимый",24]
["2023-06-06T16:44:55.024","2023-06-06",21721,"ТРМ202-Щ1.РР","М03","Измеритель-регулятор микропроцессорный ТРМ202-Щ1.РР",9535,11442,"Стандартный","ТРМ202","3",45,0,1,9032890000,"Производимый",24]
["2023-06-06T16:44:55.024","2023-06-06",21744,"ТРМ202-Щ1.РС","М03","Измеритель-регулятор микропроцессорный ТРМ202-Щ1.РС",11729,14074.8,"Под заказ","ТРМ202","3",10,0,1,9032890000,"Производимый",24]
["2023-06-06T16:44:55.024","2023-06-06",21745,"ТРМ202-Щ1.РТ","М03","Измеритель-регулятор микропроцессорный ТРМ202-Щ1.РТ",11729,14074.8,"Под заказ","ТРМ202","3",10,0,1,9032890000,"Производимый",24]
["2023-06-06T16:44:55.024","2023-06-06",21920,"ТРМ202-Щ1.РУ","М03","Измеритель-регулятор микропроцессорный ТРМ202-Щ1.РУ",11729,14074.8,"Под заказ","ТРМ202","3",10,0,1,9032890000,"Производимый",24]
["2023-06-06T16:44:55.024","2023-06-06",21741,"ТРМ202-Щ1.СИ","М03","Измеритель-регулятор микропроцессорный ТРМ202-Щ1.СИ",11729,14074.8,"Под заказ","ТРМ202","3",10,0,1,9032890000,"Производимый",24]
["2023-06-06T16:44:55.024","2023-06-06",21722,"ТРМ202-Щ1.СС","М03","Измеритель-регулятор микропроцессорный ТРМ202-Щ1.СС",11729,14074.8,"Под заказ","ТРМ202","3",10,0,1,9032890000,"Производимый",24]
["2023-06-06T16:44:55.024","2023-06-06",30935,"ТРМ202-Щ1.СТ","М03","Измеритель-регулятор микропроцессорный ТРМ202-Щ1.СТ",11729,14074.8,"Под заказ","ТРМ202","3",10,0,1,9032890000,"Производимый",24]
["2023-06-06T16:44:55.024","2023-06-06",21746,"ТРМ202-Щ1.СУ","М03","Измеритель-регулятор микропроцессорный ТРМ202-Щ1.СУ",11729,14074.8,"Под заказ","ТРМ202","3",10,0,1,9032890000,"Производимый",24]
["2023-06-06T16:44:55.024","2023-06-06",30958,"ТРМ202-Щ1.ТИ","М03","Измеритель-регулятор микропроцессорный ТРМ202-Щ1.ТИ",11729,14074.8,"Под заказ","ТРМ202","3",10,0,1,9032890000,"Производимый",24]
["2023-06-06T16:44:55.024","2023-06-06",45205,"ТРМ202-Щ1.ТР","М03","Измеритель-регулятор микропроцессорный ТРМ202-Щ1.ТР",11729,14074.8,"Под заказ","ТРМ202","3",10,0,1,9032890000,"Производимый",24]
["2023-06-06T16:44:55.024","2023-06-06",21742,"ТРМ202-Щ1.ТТ","М03","Измеритель-регулятор микропроцессорный ТРМ202-Щ1.ТТ",11729,14074.8,"Под заказ","ТРМ202","3",10,0,1,9032890000,"Производимый",24]
["2023-06-06T16:44:55.024","2023-06-06",37116,"ТРМ202-Щ1.ТУ","М03","Измеритель-регулятор микропроцессорный ТРМ202-Щ1.ТУ",11729,14074.8,"Под заказ","ТРМ202","3",10,0,1,9032890000,"Производимый",24]
["2023-06-06T16:44:55.024","2023-06-06",21747,"ТРМ202-Щ1.УИ","М03","Измеритель-регулятор микропроцессорный ТРМ202-Щ1.УИ",11729,14074.8,"Под заказ","ТРМ202","3",10,0,1,9032890000,"Производимый",24]
["2023-06-06T16:44:55.024","2023-06-06",21748,"ТРМ202-Щ1.УР","М03","Измеритель-регулятор микропроцессорный ТРМ202-Щ1.УР",11729,14074.8,"Под заказ","ТРМ202","3",10,0,1,9032890000,"Производимый",24]
["2023-06-06T16:44:55.024","2023-06-06",22223,"ТРМ202-Щ1.УУ","М03","Измеритель-регулятор микропроцессорный ТРМ202-Щ1.УУ",11729,14074.8,"Под заказ","ТРМ202","3",10,0,1,9032890000,"Производимый",24]
["2023-06-06T16:44:55.024","2023-06-06",21723,"ТРМ202-Щ2.ИИ","М03","Измеритель-регулятор микропроцессорный ТРМ202-Щ2.ИИ",11729,14074.8,"Стандартный","ТРМ202","3",15,0,1,9032890000,"Производимый",24]
["2023-06-06T16:44:55.024","2023-06-06",21432,"ТРМ202-Щ2.ИИ","М33","Измеритель-регулятор микропроцессорный ТРМ202-Щ2.ИИ",11729,14074.8,"Под заказ","ТРМ202","3",1,0,1,9032890000,"Производимый",24]
["2023-06-06T16:44:55.024","2023-06-06",47385,"ТРМ202-Щ2.ИУ","М03","Измеритель-регулятор микропроцессорный ТРМ202-Щ2.ИУ",11729,14074.8,"Под заказ","ТРМ202","3",15,0,1,9032890000,"Производимый",24]
["2023-06-06T16:44:55.024","2023-06-06",21750,"ТРМ202-Щ2.КИ","М03","Измеритель-регулятор микропроцессорный ТРМ202-Щ2.КИ",11729,14074.8,"Под заказ","ТРМ202","3",15,0,1,9032890000,"Производимый",24]
["2023-06-06T16:44:55.024","2023-06-06",21724,"ТРМ202-Щ2.КК","М03","Измеритель-регулятор микропроцессорный ТРМ202-Щ2.КК",11729,14074.8,"Под заказ","ТРМ202","3",15,0,1,9032890000,"Производимый",24]
["2023-06-06T16:44:55.024","2023-06-06",21755,"ТРМ202-Щ2.КР","М03","Измеритель-регулятор микропроцессорный ТРМ202-Щ2.КР",11729,14074.8,"Под заказ","ТРМ202","3",15,0,1,9032890000,"Производимый",24]
["2023-06-06T16:44:55.024","2023-06-06",31116,"ТРМ202-Щ2.КС","М03","Измеритель-регулятор микропроцессорный ТРМ202-Щ2.КС",11729,14074.8,"Под заказ","ТРМ202","3",15,0,1,9032890000,"Производимый",24]
["2023-06-06T16:44:55.024","2023-06-06",103989,"ТРМ202-Щ2.КТ","M03","Измеритель-регулятор микропроцессорный ТРМ202-Щ2.КТ",11729,14074.8,"Под заказ","ТРМ202","3",15,0,1,9032890000,"Производимый",24]
["2023-06-06T16:44:55.024","2023-06-06",21725,"ТРМ202-Щ2.РИ","М03","Измеритель-регулятор микропроцессорный ТРМ202-Щ2.РИ",11729,14074.8,"Стандартный","ТРМ202","3",15,0,1,9032890000,"Производимый",24]
["2023-06-06T16:44:55.024","2023-06-06",21726,"ТРМ202-Щ2.РР","М03","Измеритель-регулятор микропроцессорный ТРМ202-Щ2.РР",9535,11442,"Стандартный","ТРМ202","3",48,0,1,9032890000,"Производимый",24]
["2023-06-06T16:44:55.024","2023-06-06",17294,"ТРМ202-Щ2.РР","М33","Измеритель-регулятор микропроцессорный ТРМ202-Щ2.РР",9535,11442,"Под заказ","ТРМ202","3",1,0,1,9032890000,"Производимый",24]
["2023-06-06T16:44:55.024","2023-06-06",21756,"ТРМ202-Щ2.РС","М03","Измеритель-регулятор микропроцессорный ТРМ202-Щ2.РС",11729,14074.8,"Под заказ","ТРМ202","3",15,0,1,9032890000,"Производимый",24]
["2023-06-06T16:44:55.024","2023-06-06",21978,"ТРМ202-Щ2.РТ","М03","Измеритель-регулятор микропроцессорный ТРМ202-Щ2.РТ",11729,14074.8,"Под заказ","ТРМ202","3",15,0,1,9032890000,"Производимый",24]
["2023-06-06T16:44:55.024","2023-06-06",21751,"ТРМ202-Щ2.РУ","М03","Измеритель-регулятор микропроцессорный ТРМ202-Щ2.РУ",11729,14074.8,"Под заказ","ТРМ202","3",15,0,1,9032890000,"Производимый",24]
["2023-06-06T16:44:55.024","2023-06-06",21752,"ТРМ202-Щ2.СИ","М03","Измеритель-регулятор микропроцессорный ТРМ202-Щ2.СИ",11729,14074.8,"Под заказ","ТРМ202","3",15,0,1,9032890000,"Производимый",24]
["2023-06-06T16:44:55.024","2023-06-06",21753,"ТРМ202-Щ2.СС","М03","Измеритель-регулятор микропроцессорный ТРМ202-Щ2.СС",11729,14074.8,"Под заказ","ТРМ202","3",15,0,1,9032890000,"Производимый",24]
["2023-06-06T16:44:55.024","2023-06-06",31112,"ТРМ202-Щ2.ТИ","М03","Измеритель-регулятор микропроцессорный ТРМ202-Щ2.ТИ",11729,14074.8,"Под заказ","ТРМ202","3",15,0,1,9032890000,"Производимый",24]
["2023-06-06T16:44:55.024","2023-06-06",30627,"ТРМ202-Щ2.ТР","М03","Измеритель-регулятор микропроцессорный ТРМ202-Щ2.ТР",11729,14074.8,"Под заказ","ТРМ202","3",15,0,1,9032890000,"Производимый",24]
["2023-06-06T16:44:55.024","2023-06-06",21754,"ТРМ202-Щ2.ТТ","М03","Измеритель-регулятор микропроцессорный ТРМ202-Щ2.ТТ",11729,14074.8,"Под заказ","ТРМ202","3",15,0,1,9032890000,"Производимый",24]
["2023-06-06T16:44:55.024","2023-06-06",21757,"ТРМ202-Щ2.УИ","М03","Измеритель-регулятор микропроцессорный ТРМ202-Щ2.УИ",11729,14074.8,"Под заказ","ТРМ202","3",15,0,1,9032890000,"Производимый",24]
["2023-06-06T16:44:55.024","2023-06-06",46205,"ТРМ202-Щ2.УК","М03","Измеритель-регулятор микропроцессорный ТРМ202-Щ2.УК",11729,14074.8,"Под заказ","ТРМ202","3",15,0,1,9032890000,"Производимый",24]
["2023-06-06T16:44:55.024","2023-06-06",31320,"ТРМ202-Щ2.УТ","М03","Измеритель-регулятор микропроцессорный ТРМ202-Щ2.УТ",11729,14074.8,"Под заказ","ТРМ202","3",15,0,1,9032890000,"Производимый",24]
["2023-06-06T16:44:55.024","2023-06-06",21749,"ТРМ202-Щ2.УУ","М03","Измеритель-регулятор микропроцессорный ТРМ202-Щ2.УУ",11729,14074.8,"Под заказ","ТРМ202","3",15,0,1,9032890000,"Производимый",24]
["2023-06-06T16:44:55.024","2023-06-06",35546,"ТРМ210-Н.ИИ","М03","Измеритель-регулятор микропроцессорный ТРМ210-Н.ИИ",11475,13770,"Под заказ","ТРМ210","3",8,0,1,9032890000,"Производимый",24]
["2023-06-06T16:44:55.024","2023-06-06",35547,"ТРМ210-Н.ИР","М03","Измеритель-регулятор микропроцессорный ТРМ210-Н.ИР",11475,13770,"Под заказ","ТРМ210","3",8,0,1,9032890000,"Производимый",24]
["2023-06-06T16:44:55.024","2023-06-06",35548,"ТРМ210-Н.ИС","М03","Измеритель-регулятор микропроцессорный ТРМ210-Н.ИС",11475,13770,"Под заказ","ТРМ210","3",8,0,1,9032890000,"Производимый",24]
["2023-06-06T16:44:55.024","2023-06-06",57052,"ТРМ210-Н.ИТ","М03","Измеритель-регулятор микропроцессорный ТРМ210-Н.ИТ",11475,13770,"Под заказ","ТРМ210","3",8,0,1,9032890000,"Производимый",24]
["2023-06-06T16:44:55.024","2023-06-06",71633,"ТРМ210-Н.ИУ","М03","Измеритель-регулятор микропроцессорный ТРМ210-Н.ИУ",11475,13770,"Под заказ","ТРМ210","3",8,0,1,9032890000,"Производимый",24]
["2023-06-06T16:44:55.024","2023-06-06",35549,"ТРМ210-Н.КИ","М03","Измеритель-регулятор микропроцессорный ТРМ210-Н.КИ",11475,13770,"Под заказ","ТРМ210","3",8,0,1,9032890000,"Производимый",24]
["2023-06-06T16:44:55.024","2023-06-06",35550,"ТРМ210-Н.КК","М03","Измеритель-регулятор микропроцессорный ТРМ210-Н.КК",11475,13770,"Под заказ","ТРМ210","3",8,0,1,9032890000,"Производимый",24]
["2023-06-06T16:44:55.024","2023-06-06",35551,"ТРМ210-Н.КР","М03","Измеритель-регулятор микропроцессорный ТРМ210-Н.КР",11475,13770,"Под заказ","ТРМ210","3",8,0,1,9032890000,"Производимый",24]
["2023-06-06T16:44:55.024","2023-06-06",35552,"ТРМ210-Н.РИ","М03","Измеритель-регулятор микропроцессорный ТРМ210-Н.РИ",11475,13770,"Под заказ","ТРМ210","3",8,0,1,9032890000,"Производимый",24]
["2023-06-06T16:44:55.024","2023-06-06",35553,"ТРМ210-Н.РК","М03","Измеритель-регулятор микропроцессорный ТРМ210-Н.РК",11475,13770,"Под заказ","ТРМ210","3",8,0,1,9032890000,"Производимый",24]
["2023-06-06T16:44:55.024","2023-06-06",35538,"ТРМ210-Н.РР","М03","Измеритель-регулятор микропроцессорный ТРМ210-Н.РР",9281,11137.2,"Стандартный","ТРМ210","3",8,0,1,9032890000,"Производимый",24]
["2023-06-06T16:44:55.024","2023-06-06",35554,"ТРМ210-Н.РТ","М03","Измеритель-регулятор микропроцессорный ТРМ210-Н.РТ",11475,13770,"Под заказ","ТРМ210","3",8,0,1,9032890000,"Производимый",24]
["2023-06-06T16:44:55.024","2023-06-06",35556,"ТРМ210-Н.РУ","М03","Измеритель-регулятор микропроцессорный ТРМ210-Н.РУ",11475,13770,"Под заказ","ТРМ210","3",8,0,1,9032890000,"Производимый",24]
["2023-06-06T16:44:55.024","2023-06-06",35557,"ТРМ210-Н.С3","М03","Измеритель-регулятор микропроцессорный ТРМ210-Н.С3",11475,13770,"Под заказ","ТРМ210","3",8,0,1,9032890000,"Производимый",24]
["2023-06-06T16:44:55.024","2023-06-06",35558,"ТРМ210-Н.СИ","М03","Измеритель-регулятор микропроцессорный ТРМ210-Н.СИ",11475,13770,"Под заказ","ТРМ210","По запросу",1,0,1,9032890000,"Производимый",24]
["2023-06-06T16:44:55.024","2023-06-06",35559,"ТРМ210-Н.СР","М03","Измеритель-регулятор микропроцессорный ТРМ210-Н.СР",11475,13770,"Под заказ","ТРМ210","3",8,0,1,9032890000,"Производимый",24]
["2023-06-06T16:44:55.024","2023-06-06",35560,"ТРМ210-Н.СС","М03","Измеритель-регулятор микропроцессорный ТРМ210-Н.СС",11475,13770,"Под заказ","ТРМ210","3",8,0,1,9032890000,"Производимый",24]
["2023-06-06T16:44:55.024","2023-06-06",35561,"ТРМ210-Н.СТ","М03","Измеритель-регулятор микропроцессорный ТРМ210-Н.СТ",11475,13770,"Под заказ","ТРМ210","3",8,0,1,9032890000,"Производимый",24]
["2023-06-06T16:44:55.024","2023-06-06",35562,"ТРМ210-Н.ТИ","М03","Измеритель-регулятор микропроцессорный ТРМ210-Н.ТИ",11475,13770,"Под заказ","ТРМ210","3",8,0,1,9032890000,"Производимый",24]
["2023-06-06T16:44:55.024","2023-06-06",35563,"ТРМ210-Н.ТР","М03","Измеритель-регулятор микропроцессорный ТРМ210-Н.ТР",11475,13770,"Под заказ","ТРМ210","3",8,0,1,9032890000,"Производимый",24]
["2023-06-06T16:44:55.024","2023-06-06",38273,"ТРМ210-Н.ТС","М03","Измеритель-регулятор микропроцессорный ТРМ210-Н.ТС",11475,13770,"Под заказ","ТРМ210","3",8,0,1,9032890000,"Производимый",24]
["2023-06-06T16:44:55.024","2023-06-06",35564,"ТРМ210-Н.ТТ","М03","Измеритель-регулятор микропроцессорный ТРМ210-Н.ТТ",11475,13770,"Под заказ","ТРМ210","3",8,0,1,9032890000,"Производимый",24]
["2023-06-06T16:44:55.024","2023-06-06",95807,"ТРМ210-Н.УИ","M03","Измеритель-регулятор микропроцессорный ТРМ210-Н.УИ [M03]",11475,13770,"Под заказ","ТРМ210","3",8,0,1,9032890000,"Производимый",24]
["2023-06-06T16:44:55.024","2023-06-06",35565,"ТРМ210-Н.УР","М03","Измеритель-регулятор микропроцессорный ТРМ210-Н.УР",11475,13770,"Под заказ","ТРМ210","3",8,0,1,9032890000,"Производимый",24]
["2023-06-06T16:44:55.024","2023-06-06",35555,"ТРМ210-Н.УТ","М03","Измеритель-регулятор микропроцессорный ТРМ210-Н.УТ",11475,13770,"Под заказ","ТРМ210","3",8,0,1,9032890000,"Производимый",24]
["2023-06-06T16:44:55.024","2023-06-06",35566,"ТРМ210-Н.УУ","М03","Измеритель-регулятор микропроцессорный ТРМ210-Н.УУ",11475,13770,"Под заказ","ТРМ210","3",8,0,1,9032890000,"Производимый",24]
["2023-06-06T16:44:55.024","2023-06-06",54283,"ТРМ210-Н2.ИC",null,"Измеритель-регулятор микропроцессорный ТРМ210-Н2.ИC",13163,15795.6,"Под заказ","ТРМ210","По запросу",1,0,1,9032890000,"Производимый",24]
["2023-06-06T16:44:55.024","2023-06-06",95777,"ТРМ210-Н2.ИИ",null,"Измеритель-регулятор микропроцессорный ТРМ210-Н2.ИИ",13163,15795.6,"Под заказ","ТРМ210","35",8,0,1,9032890000,"Производимый",24]
["2023-06-06T16:44:55.024","2023-06-06",49655,"ТРМ210-Н2.ИР",null,"Измеритель-регулятор микропроцессорный ТРМ210-Н2.ИР",13163,15795.6,"Под заказ","ТРМ210","35",8,0,1,9032890000,"Производимый",24]
["2023-06-06T16:44:55.024","2023-06-06",96179,"ТРМ210-Н2.ИТ",null,"Измеритель-регулятор микропроцессорный ТРМ210-Н2.ИТ",13163,15795.6,"Под заказ","ТРМ210","35",8,0,1,9032890000,"Производимый",24]
["2023-06-06T16:44:55.024","2023-06-06",125308,"ТРМ210-Н2.ИУ",null,"Измеритель-регулятор микропроцессорный ТРМ210-Н2.ИУ",13163,15795.6,"Под заказ","ТРМ210","35",8,0,1,9032890000,"Производимый",24]
["2023-06-06T16:44:55.024","2023-06-06",88995,"ТРМ210-Н2.КИ",null,"Измеритель-регулятор микропроцессорный ТРМ210-Н2.КИ",13163,15795.6,"Под заказ","ТРМ210","35",8,0,1,9032890000,"Производимый",24]
["2023-06-06T16:44:55.024","2023-06-06",100845,"ТРМ210-Н2.КК",null,"Измеритель-регулятор микропроцессорный ТРМ210-Н2.КК",13163,15795.6,"Под заказ","ТРМ210","По запросу",1,0,1,9032890000,"Производимый",24]
["2023-06-06T16:44:55.024","2023-06-06",73022,"ТРМ210-Н2.КР",null,"Измеритель-регулятор микропроцессорный ТРМ210-Н2.КР",13163,15795.6,"Под заказ","ТРМ210","35",8,0,1,9032890000,"Производимый",24]
["2023-06-06T16:44:55.024","2023-06-06",81509,"ТРМ210-Н2.РИ",null,"Измеритель-регулятор микропроцессорный ТРМ210-Н2.РИ",13163,15795.6,"Под заказ","ТРМ210","35",8,0,1,9032890000,"Производимый",24]
["2023-06-06T16:44:55.024","2023-06-06",49658,"ТРМ210-Н2.РР",null,"Измеритель-регулятор микропроцессорный ТРМ210-Н2.РР",11475,13770,"Стандартный","ТРМ210","35",8,0,1,9032890000,"Производимый",24]
["2023-06-06T16:44:55.024","2023-06-06",95701,"ТРМ210-Н2.СИ",null,"Измеритель-регулятор микропроцессорный ТРМ210-Н2.СИ",13163,15795.6,"Под заказ","ТРМ210","35",8,0,1,9032890000,"Производимый",24]
["2023-06-06T16:44:55.024","2023-06-06",53326,"ТРМ210-Н2.СР",null,"Измеритель-регулятор микропроцессорный ТРМ210-Н2.СР",13163,15795.6,"Под заказ","ТРМ210","35",8,0,1,9032890000,"Производимый",24]
["2023-06-06T16:44:55.024","2023-06-06",52164,"ТРМ210-Н2.ТР",null,"Измеритель-регулятор микропроцессорный ТРМ210-Н2.ТР",13163,15795.6,"Под заказ","ТРМ210","35",8,0,1,9032890000,"Производимый",24]
["2023-06-06T16:44:55.024","2023-06-06",57424,"ТРМ210-Н2.ТТ",null,"Измеритель-регулятор микропроцессорный ТРМ210-Н2.ТТ",13163,15795.6,"Под заказ","ТРМ210","35",8,0,1,9032890000,"Производимый",24]
["2023-06-06T16:44:55.024","2023-06-06",49656,"ТРМ210-Н2.УР",null,"Измеритель-регулятор микропроцессорный ТРМ210-Н2.УР",13163,15795.6,"Под заказ","ТРМ210","35",8,0,1,9032890000,"Производимый",24]
["2023-06-06T16:44:55.024","2023-06-06",114612,"ТРМ210-Н2.УТ",null,"Измеритель-регулятор микропроцессорный ТРМ210-Н2.УТ",13163,15795.6,"Под заказ","ТРМ210","35",8,0,1,9032890000,"Производимый",24]
["2023-06-06T16:44:55.024","2023-06-06",35567,"ТРМ210-Щ1.ИИ","М03","Измеритель-регулятор микропроцессорный ТРМ210-Щ1.ИИ",11475,13770,"Под заказ","ТРМ210","3",14,0,1,9032890000,"Производимый",24]
["2023-06-06T16:44:55.024","2023-06-06",35568,"ТРМ210-Щ1.ИК","М03","Измеритель-регулятор микропроцессорный ТРМ210-Щ1.ИК",11475,13770,"Под заказ","ТРМ210","3",14,0,1,9032890000,"Производимый",24]
["2023-06-06T16:44:55.024","2023-06-06",35539,"ТРМ210-Щ1.ИР","М03","Измеритель-регулятор микропроцессорный ТРМ210-Щ1.ИР",11475,13770,"Стандартный","ТРМ210","3",14,0,1,9032890000,"Производимый",24]
["2023-06-06T16:44:55.024","2023-06-06",35569,"ТРМ210-Щ1.ИТ","М03","Измеритель-регулятор микропроцессорный ТРМ210-Щ1.ИТ",11475,13770,"Под заказ","ТРМ210","3",14,0,1,9032890000,"Производимый",24]
["2023-06-06T16:44:55.024","2023-06-06",35570,"ТРМ210-Щ1.ИУ","М03","Измеритель-регулятор микропроцессорный ТРМ210-Щ1.ИУ",11475,13770,"Под заказ","ТРМ210","3",14,0,1,9032890000,"Производимый",24]
["2023-06-06T16:44:55.024","2023-06-06",35571,"ТРМ210-Щ1.КИ","М03","Измеритель-регулятор микропроцессорный ТРМ210-Щ1.КИ",11475,13770,"Под заказ","ТРМ210","3",14,0,1,9032890000,"Производимый",24]
["2023-06-06T16:44:55.024","2023-06-06",35572,"ТРМ210-Щ1.КК","М03","Измеритель-регулятор микропроцессорный ТРМ210-Щ1.КК",11475,13770,"Под заказ","ТРМ210","3",14,0,1,9032890000,"Производимый",24]
["2023-06-06T16:44:55.024","2023-06-06",35573,"ТРМ210-Щ1.КР","М03","Измеритель-регулятор микропроцессорный ТРМ210-Щ1.КР",11475,13770,"Под заказ","ТРМ210","3",14,0,1,9032890000,"Производимый",24]
["2023-06-06T16:44:55.024","2023-06-06",48288,"ТРМ210-Щ1.КС","М03","Измеритель-регулятор микропроцессорный ТРМ210-Щ1.КС",11475,13770,"Под заказ","ТРМ210","3",14,0,1,9032890000,"Производимый",24]
["2023-06-06T16:44:55.024","2023-06-06",35574,"ТРМ210-Щ1.КТ","М03","Измеритель-регулятор микропроцессорный ТРМ210-Щ1.КТ",11475,13770,"Под заказ","ТРМ210","3",14,0,1,9032890000,"Производимый",24]
["2023-06-06T16:44:55.024","2023-06-06",40915,"ТРМ210-Щ1.КУ","М03","Измеритель-регулятор микропроцессорный ТРМ210-Щ1.КУ",11475,13770,"Под заказ","ТРМ210","3",14,0,1,9032890000,"Производимый",24]
["2023-06-06T16:44:55.024","2023-06-06",35575,"ТРМ210-Щ1.РИ","М03","Измеритель-регулятор микропроцессорный ТРМ210-Щ1.РИ",11475,13770,"Стандартный","ТРМ210","3",14,0,1,9032890000,"Производимый",24]
["2023-06-06T16:44:55.024","2023-06-06",66831,"ТРМ210-Щ1.РК","М03","Измеритель-регулятор микропроцессорный ТРМ210-Щ1.РК",11475,13770,"Под заказ","ТРМ210","3",14,0,1,9032890000,"Производимый",24]
["2023-06-06T16:44:55.024","2023-06-06",35540,"ТРМ210-Щ1.РР","М03","Измеритель-регулятор микропроцессорный ТРМ210-Щ1.РР",9281,11137.2,"Стандартный","ТРМ210","3",14,0,1,9032890000,"Производимый",24]
["2023-06-06T16:44:55.024","2023-06-06",35576,"ТРМ210-Щ1.РС","М03","Измеритель-регулятор микропроцессорный ТРМ210-Щ1.РС",11475,13770,"Под заказ","ТРМ210","3",14,0,1,9032890000,"Производимый",24]
["2023-06-06T16:44:55.024","2023-06-06",35577,"ТРМ210-Щ1.РТ","М03","Измеритель-регулятор микропроцессорный ТРМ210-Щ1.РТ",11475,13770,"Под заказ","ТРМ210","3",14,0,1,9032890000,"Производимый",24]
["2023-06-06T16:44:55.024","2023-06-06",35578,"ТРМ210-Щ1.РУ","М03","Измеритель-регулятор микропроцессорный ТРМ210-Щ1.РУ",11475,13770,"Под заказ","ТРМ210","3",14,0,1,9032890000,"Производимый",24]
["2023-06-06T16:44:55.024","2023-06-06",35579,"ТРМ210-Щ1.С3","М03","Измеритель-регулятор микропроцессорный ТРМ210-Щ1.С3",11475,13770,"Под заказ","ТРМ210","3",14,0,1,9032890000,"Производимый",24]
["2023-06-06T16:44:55.024","2023-06-06",35580,"ТРМ210-Щ1.СИ","М03","Измеритель-регулятор микропроцессорный ТРМ210-Щ1.СИ",11475,13770,"Под заказ","ТРМ210","По запросу",1,0,1,9032890000,"Производимый",24]
["2023-06-06T16:44:55.024","2023-06-06",38709,"ТРМ210-Щ1.СК","М03","Измеритель-регулятор микропроцессорный ТРМ210-Щ1.СК",11475,13770,"Под заказ","ТРМ210","По запросу",1,0,1,9032890000,"Производимый",24]
["2023-06-06T16:44:55.024","2023-06-06",35581,"ТРМ210-Щ1.СР","М03","Измеритель-регулятор микропроцессорный ТРМ210-Щ1.СР",11475,13770,"Под заказ","ТРМ210","3",14,0,1,9032890000,"Производимый",24]
["2023-06-06T16:44:55.024","2023-06-06",35582,"ТРМ210-Щ1.СС","М03","Измеритель-регулятор микропроцессорный ТРМ210-Щ1.СС",11475,13770,"Под заказ","ТРМ210","3",14,0,1,9032890000,"Производимый",24]
["2023-06-06T16:44:55.024","2023-06-06",35583,"ТРМ210-Щ1.СТ","М03","Измеритель-регулятор микропроцессорный ТРМ210-Щ1.СТ",11475,13770,"Под заказ","ТРМ210","3",14,0,1,9032890000,"Производимый",24]
["2023-06-06T16:44:55.024","2023-06-06",35584,"ТРМ210-Щ1.СУ","М03","Измеритель-регулятор микропроцессорный ТРМ210-Щ1.СУ",11475,13770,"Под заказ","ТРМ210","По запросу",1,0,1,9032890000,"Производимый",24]
["2023-06-06T16:44:55.024","2023-06-06",35585,"ТРМ210-Щ1.ТИ","М03","Измеритель-регулятор микропроцессорный ТРМ210-Щ1.ТИ",11475,13770,"Под заказ","ТРМ210","3",14,0,1,9032890000,"Производимый",24]
["2023-06-06T16:44:55.024","2023-06-06",35673,"ТРМ210-Щ1.ТР","М03","Измеритель-регулятор микропроцессорный ТРМ210-Щ1.ТР",11475,13770,"Стандартный","ТРМ210","3",14,0,1,9032890000,"Производимый",24]
["2023-06-06T16:44:55.024","2023-06-06",35586,"ТРМ210-Щ1.ТС","М03","Измеритель-регулятор микропроцессорный ТРМ210-Щ1.ТС",11475,13770,"Под заказ","ТРМ210","3",14,0,1,9032890000,"Производимый",24]
["2023-06-06T16:44:55.024","2023-06-06",35587,"ТРМ210-Щ1.ТТ","М03","Измеритель-регулятор микропроцессорный ТРМ210-Щ1.ТТ",11475,13770,"Стандартный","ТРМ210","3",18,0,1,9032890000,"Производимый",24]
["2023-06-06T16:44:55.024","2023-06-06",35588,"ТРМ210-Щ1.ТУ","М03","Измеритель-регулятор микропроцессорный ТРМ210-Щ1.ТУ",11475,13770,"Под заказ","ТРМ210","3",1,0,1,9032890000,"Производимый",24]
["2023-06-06T16:44:55.024","2023-06-06",35589,"ТРМ210-Щ1.УИ","М03","Измеритель-регулятор микропроцессорный ТРМ210-Щ1.УИ",11475,13770,"Под заказ","ТРМ210","3",14,0,1,9032890000,"Производимый",24]
["2023-06-06T16:44:55.024","2023-06-06",35590,"ТРМ210-Щ1.УР","М03","Измеритель-регулятор микропроцессорный ТРМ210-Щ1.УР",11475,13770,"Стандартный","ТРМ210","3",14,0,1,9032890000,"Производимый",24]
["2023-06-06T16:44:55.024","2023-06-06",35591,"ТРМ210-Щ1.УС","М03","Измеритель-регулятор микропроцессорный ТРМ210-Щ1.УС",11475,13770,"Под заказ","ТРМ210","3",14,0,1,9032890000,"Производимый",24]
["2023-06-06T16:44:55.024","2023-06-06",39946,"ТРМ210-Щ1.УТ","М03","Измеритель-регулятор микропроцессорный ТРМ210-Щ1.УТ",11475,13770,"Под заказ","ТРМ210","3",14,0,1,9032890000,"Производимый",24]
["2023-06-06T16:44:55.024","2023-06-06",35592,"ТРМ210-Щ1.УУ","М03","Измеритель-регулятор микропроцессорный ТРМ210-Щ1.УУ",11475,13770,"Под заказ","ТРМ210","3",14,0,1,9032890000,"Производимый",24]
["2023-06-06T16:44:55.024","2023-06-06",35593,"ТРМ210-Щ2.ИИ","М03","Измеритель-регулятор микропроцессорный ТРМ210-Щ2.ИИ",11475,13770,"Под заказ","ТРМ210","3",29,0,1,9032890000,"Производимый",24]
["2023-06-06T16:44:55.024","2023-06-06",35594,"ТРМ210-Щ2.ИК","М03","Измеритель-регулятор микропроцессорный ТРМ210-Щ2.ИК",11475,13770,"Под заказ","ТРМ210","3",29,0,1,9032890000,"Производимый",24]
["2023-06-06T16:44:55.024","2023-06-06",35541,"ТРМ210-Щ2.ИР","М03","Измеритель-регулятор микропроцессорный ТРМ210-Щ2.ИР",11475,13770,"Стандартный","ТРМ210","3",29,0,1,9032890000,"Производимый",24]
["2023-06-06T16:44:55.024","2023-06-06",35595,"ТРМ210-Щ2.ИС","М03","Измеритель-регулятор микропроцессорный ТРМ210-Щ2.ИС",11475,13770,"Под заказ","ТРМ210","3",29,0,1,9032890000,"Производимый",24]
["2023-06-06T16:44:55.024","2023-06-06",35596,"ТРМ210-Щ2.ИТ","М03","Измеритель-регулятор микропроцессорный ТРМ210-Щ2.ИТ",11475,13770,"Под заказ","ТРМ210","3",29,0,1,9032890000,"Производимый",24]
["2023-06-06T16:44:55.024","2023-06-06",35597,"ТРМ210-Щ2.ИУ","М03","Измеритель-регулятор микропроцессорный ТРМ210-Щ2.ИУ",11475,13770,"Под заказ","ТРМ210","3",29,0,1,9032890000,"Производимый",24]
["2023-06-06T16:44:55.024","2023-06-06",35598,"ТРМ210-Щ2.КИ","М03","Измеритель-регулятор микропроцессорный ТРМ210-Щ2.КИ",11475,13770,"Под заказ","ТРМ210","3",29,0,1,9032890000,"Производимый",24]
["2023-06-06T16:44:55.024","2023-06-06",35599,"ТРМ210-Щ2.КК","М03","Измеритель-регулятор микропроцессорный ТРМ210-Щ2.КК",11475,13770,"Под заказ","ТРМ210","3",29,0,1,9032890000,"Производимый",24]
["2023-06-06T16:44:55.024","2023-06-06",35600,"ТРМ210-Щ2.КР","М03","Измеритель-регулятор микропроцессорный ТРМ210-Щ2.КР",11475,13770,"Под заказ","ТРМ210","3",29,0,1,9032890000,"Производимый",24]
["2023-06-06T16:44:55.024","2023-06-06",36492,"ТРМ210-Щ2.КС","М03","Измеритель-регулятор микропроцессорный ТРМ210-Щ2.КС",11475,13770,"Под заказ","ТРМ210","3",29,0,1,9032890000,"Производимый",24]
["2023-06-06T16:44:55.024","2023-06-06",35601,"ТРМ210-Щ2.РИ","М03","Измеритель-регулятор микропроцессорный ТРМ210-Щ2.РИ",11475,13770,"Под заказ","ТРМ210","3",29,0,1,9032890000,"Производимый",24]
["2023-06-06T16:44:55.024","2023-06-06",35602,"ТРМ210-Щ2.РК","М03","Измеритель-регулятор микропроцессорный ТРМ210-Щ2.РК",11475,13770,"Под заказ","ТРМ210","3",29,0,1,9032890000,"Производимый",24]
["2023-06-06T16:44:55.024","2023-06-06",35542,"ТРМ210-Щ2.РР","М03","Измеритель-регулятор микропроцессорный ТРМ210-Щ2.РР",9281,11137.2,"Стандартный","ТРМ210","3",29,0,1,9032890000,"Производимый",24]
["2023-06-06T16:44:55.024","2023-06-06",35603,"ТРМ210-Щ2.РС","М03","Измеритель-регулятор микропроцессорный ТРМ210-Щ2.РС",11475,13770,"Под заказ","ТРМ210","3",29,0,1,9032890000,"Производимый",24]
["2023-06-06T16:44:55.024","2023-06-06",35604,"ТРМ210-Щ2.РТ","М03","Измеритель-регулятор микропроцессорный ТРМ210-Щ2.РТ",11475,13770,"Под заказ","ТРМ210","3",29,0,1,9032890000,"Производимый",24]
["2023-06-06T16:44:55.024","2023-06-06",35605,"ТРМ210-Щ2.РУ","М03","Измеритель-регулятор микропроцессорный ТРМ210-Щ2.РУ",11475,13770,"Под заказ","ТРМ210","3",29,0,1,9032890000,"Производимый",24]
["2023-06-06T16:44:55.024","2023-06-06",35543,"ТРМ210-Щ2.С3","М03","Измеритель-регулятор микропроцессорный ТРМ210-Щ2.С3",11475,13770,"Под заказ","ТРМ210","3",29,0,1,9032890000,"Производимый",24]
["2023-06-06T16:44:55.024","2023-06-06",35606,"ТРМ210-Щ2.СИ","М03","Измеритель-регулятор микропроцессорный ТРМ210-Щ2.СИ",11475,13770,"Под заказ","ТРМ210","3",29,0,1,9032890000,"Производимый",24]
["2023-06-06T16:44:55.024","2023-06-06",35607,"ТРМ210-Щ2.СК","М03","Измеритель-регулятор микропроцессорный ТРМ210-Щ2.СК",11475,13770,"Под заказ","ТРМ210","3",29,0,1,9032890000,"Производимый",24]
["2023-06-06T16:44:55.024","2023-06-06",35544,"ТРМ210-Щ2.СР","М03","Измеритель-регулятор микропроцессорный ТРМ210-Щ2.СР",11475,13770,"Под заказ","ТРМ210","3",29,0,1,9032890000,"Производимый",24]
["2023-06-06T16:44:55.024","2023-06-06",35608,"ТРМ210-Щ2.СС","М03","Измеритель-регулятор микропроцессорный ТРМ210-Щ2.СС",11475,13770,"Под заказ","ТРМ210","3",29,0,1,9032890000,"Производимый",24]
["2023-06-06T16:44:55.024","2023-06-06",36562,"ТРМ210-Щ2.СТ","М03","Измеритель-регулятор микропроцессорный ТРМ210-Щ2.СТ",11475,13770,"Под заказ","ТРМ210","3",29,0,1,9032890000,"Производимый",24]
["2023-06-06T16:44:55.024","2023-06-06",35609,"ТРМ210-Щ2.СУ","М03","Измеритель-регулятор микропроцессорный ТРМ210-Щ2.СУ",11475,13770,"Под заказ","ТРМ210","3",29,0,1,9032890000,"Производимый",24]
["2023-06-06T16:44:55.024","2023-06-06",35610,"ТРМ210-Щ2.ТИ","М03","Измеритель-регулятор микропроцессорный ТРМ210-Щ2.ТИ",11475,13770,"Под заказ","ТРМ210","3",29,0,1,9032890000,"Производимый",24]
["2023-06-06T16:44:55.024","2023-06-06",44551,"ТРМ210-Щ2.ТК","М03","Измеритель-регулятор микропроцессорный ТРМ210-Щ2.ТК",11475,13770,"Под заказ","ТРМ210","3",29,0,1,9032890000,"Производимый",24]
["2023-06-06T16:44:55.024","2023-06-06",35611,"ТРМ210-Щ2.ТР","М03","Измеритель-регулятор микропроцессорный ТРМ210-Щ2.ТР",11475,13770,"Стандартный","ТРМ210","3",29,0,1,9032890000,"Производимый",24]
["2023-06-06T16:44:55.024","2023-06-06",66272,"ТРМ210-Щ2.ТС","М03","Измеритель-регулятор микропроцессорный ТРМ210-Щ2.ТС",11475,13770,"Под заказ","ТРМ210","3",29,0,1,9032890000,"Производимый",24]
["2023-06-06T16:44:55.024","2023-06-06",35612,"ТРМ210-Щ2.ТТ","М03","Измеритель-регулятор микропроцессорный ТРМ210-Щ2.ТТ",11475,13770,"Под заказ","ТРМ210","3",29,0,1,9032890000,"Производимый",24]
["2023-06-06T16:44:55.024","2023-06-06",35613,"ТРМ210-Щ2.ТУ","М03","Измеритель-регулятор микропроцессорный ТРМ210-Щ2.ТУ",11475,13770,"Под заказ","ТРМ210","3",29,0,1,9032890000,"Производимый",24]
["2023-06-06T16:44:55.024","2023-06-06",35614,"ТРМ210-Щ2.УИ","М03","Измеритель-регулятор микропроцессорный ТРМ210-Щ2.УИ",11475,13770,"Под заказ","ТРМ210","3",29,0,1,9032890000,"Производимый",24]
["2023-06-06T16:44:55.024","2023-06-06",35615,"ТРМ210-Щ2.УК","М03","Измеритель-регулятор микропроцессорный ТРМ210-Щ2.УК",11475,13770,"Под заказ","ТРМ210","3",29,0,1,9032890000,"Производимый",24]
["2023-06-06T16:44:55.024","2023-06-06",35616,"ТРМ210-Щ2.УР","М03","Измеритель-регулятор микропроцессорный ТРМ210-Щ2.УР",11475,13770,"Стандартный","ТРМ210","3",29,0,1,9032890000,"Производимый",24]
["2023-06-06T16:44:55.024","2023-06-06",35617,"ТРМ210-Щ2.УС","М03","Измеритель-регулятор микропроцессорный ТРМ210-Щ2.УС",11475,13770,"Под заказ","ТРМ210","3",29,0,1,9032890000,"Производимый",24]
["2023-06-06T16:44:55.024","2023-06-06",40136,"ТРМ210-Щ2.УТ","М03","Измеритель-регулятор микропроцессорный ТРМ210-Щ2.УТ",11475,13770,"Под заказ","ТРМ210","3",29,0,1,9032890000,"Производимый",24]
["2023-06-06T16:44:55.024","2023-06-06",35618,"ТРМ210-Щ2.УУ","М03","Измеритель-регулятор микропроцессорный ТРМ210-Щ2.УУ",11475,13770,"Под заказ","ТРМ210","3",29,0,1,9032890000,"Производимый",24]
["2023-06-06T16:44:55.024","2023-06-06",35314,"ТРМ212-Н.ИК","М03","Измеритель-регулятор микропроцессорный ТРМ212-Н.ИК",13500,16200,"Под заказ","ТРМ212","3",5,0,1,9032890000,"Производимый",24]
["2023-06-06T16:44:55.024","2023-06-06",35315,"ТРМ212-Н.ИР","М03","Измеритель-регулятор микропроцессорный ТРМ212-Н.ИР",13500,16200,"Под заказ","ТРМ212","3",5,0,1,9032890000,"Производимый",24]
["2023-06-06T16:44:55.024","2023-06-06",35316,"ТРМ212-Н.ИС","М03","Измеритель-регулятор микропроцессорный ТРМ212-Н.ИС",13500,16200,"Под заказ","ТРМ212","3",5,0,1,9032890000,"Производимый",24]
["2023-06-06T16:44:55.024","2023-06-06",35317,"ТРМ212-Н.ИТ","М03","Измеритель-регулятор микропроцессорный ТРМ212-Н.ИТ",13500,16200,"Под заказ","ТРМ212","3",5,0,1,9032890000,"Производимый",24]
["2023-06-06T16:44:55.024","2023-06-06",35318,"ТРМ212-Н.КК","М03","Измеритель-регулятор микропроцессорный ТРМ212-Н.КК",13500,16200,"Под заказ","ТРМ212","3",5,0,1,9032890000,"Производимый",24]
["2023-06-06T16:44:55.024","2023-06-06",35309,"ТРМ212-Н.РР","М03","Измеритель-регулятор микропроцессорный ТРМ212-Н.РР",10125,12150,"Стандартный","ТРМ212","3",12,0,1,9032890000,"Производимый",24]
["2023-06-06T16:44:55.024","2023-06-06",35319,"ТРМ212-Н.СС","М03","Измеритель-регулятор микропроцессорный ТРМ212-Н.СС",13500,16200,"Под заказ","ТРМ212","3",5,0,1,9032890000,"Производимый",24]
["2023-06-06T16:44:55.024","2023-06-06",35320,"ТРМ212-Н.ТТ","М03","Измеритель-регулятор микропроцессорный ТРМ212-Н.ТТ",13500,16200,"Под заказ","ТРМ212","3",5,0,1,9032890000,"Производимый",24]
["2023-06-06T16:44:55.024","2023-06-06",35321,"ТРМ212-Н.УК","М03","Измеритель-регулятор микропроцессорный ТРМ212-Н.УК",13500,16200,"Под заказ","ТРМ212","3",5,0,1,9032890000,"Производимый",24]
["2023-06-06T16:44:55.024","2023-06-06",35322,"ТРМ212-Н.УР","М03","Измеритель-регулятор микропроцессорный ТРМ212-Н.УР",13500,16200,"Под заказ","ТРМ212","3",5,0,1,9032890000,"Производимый",24]
["2023-06-06T16:44:55.024","2023-06-06",35323,"ТРМ212-Н.УС","М03","Измеритель-регулятор микропроцессорный ТРМ212-Н.УС",13500,16200,"Под заказ","ТРМ212","3",5,0,1,9032890000,"Производимый",24]
["2023-06-06T16:44:55.024","2023-06-06",35324,"ТРМ212-Н.УТ","М03","Измеритель-регулятор микропроцессорный ТРМ212-Н.УТ",13500,16200,"Под заказ","ТРМ212","3",5,0,1,9032890000,"Производимый",24]
["2023-06-06T16:44:55.024","2023-06-06",53328,"ТРМ212-Н2.ИР",null,"Измеритель-регулятор микропроцессорный ТРМ212-Н2.ИР",14665,17598,"Под заказ","ТРМ212","35",8,0,1,9032890000,"Производимый",24]
["2023-06-06T16:44:55.024","2023-06-06",96901,"ТРМ212-Н2.ИТ",null,"Измеритель-регулятор микропроцессорный ТРМ212-Н2.ИТ",14665,17598,"Под заказ","ТРМ212","35",8,0,1,9032890000,"Производимый",24]
["2023-06-06T16:44:55.024","2023-06-06",85214,"ТРМ212-Н2.КК",null,"Измеритель-регулятор микропроцессорный ТРМ212-Н2.КК",14665,17598,"Под заказ","ТРМ212","35",8,0,1,9032890000,"Производимый",24]
["2023-06-06T16:44:55.024","2023-06-06",53327,"ТРМ212-Н2.РР",null,"Измеритель-регулятор микропроцессорный ТРМ212-Н2.РР",12319,14782.8,"Стандартный","ТРМ212","35",8,0,1,9032890000,"Производимый",24]
["2023-06-06T16:44:55.024","2023-06-06",85552,"ТРМ212-Н2.СС",null,"Измеритель-регулятор микропроцессорный ТРМ212-Н2.СС",14665,17598,"Под заказ","ТРМ212","35",8,0,1,9032890000,"Производимый",24]
["2023-06-06T16:44:55.024","2023-06-06",80155,"ТРМ212-Н2.ТТ",null,"Измеритель-регулятор микропроцессорный ТРМ212-Н2.ТТ",14665,17598,"Под заказ","ТРМ212","35",8,0,1,9032890000,"Производимый",24]
["2023-06-06T16:44:55.024","2023-06-06",55894,"ТРМ212-Н2.УР",null,"Измеритель-регулятор микропроцессорный ТРМ212-Н2.УР",14665,17598,"Под заказ","ТРМ212","35",8,0,1,9032890000,"Производимый",24]
["2023-06-06T16:44:55.024","2023-06-06",73023,"ТРМ212-Н2.УТ",null,"Измеритель-регулятор микропроцессорный ТРМ212-Н2.УТ",14665,17598,"Под заказ","ТРМ212","35",8,0,1,9032890000,"Производимый",24]
["2023-06-06T16:44:55.024","2023-06-06",35325,"ТРМ212-Щ1.ИК","М03","Измеритель-регулятор микропроцессорный ТРМ212-Щ1.ИК",13500,16200,"Под заказ","ТРМ212","3",10,0,1,9032890000,"Производимый",24]
["2023-06-06T16:44:55.024","2023-06-06",35310,"ТРМ212-Щ1.ИР","М03","Измеритель-регулятор микропроцессорный ТРМ212-Щ1.ИР",13500,16200,"Стандартный","ТРМ212","3",13,0,1,9032890000,"Производимый",24]
["2023-06-06T16:44:55.024","2023-06-06",35326,"ТРМ212-Щ1.ИС","М03","Измеритель-регулятор микропроцессорный ТРМ212-Щ1.ИС",13500,16200,"Под заказ","ТРМ212","3",10,0,1,9032890000,"Производимый",24]
["2023-06-06T16:44:55.024","2023-06-06",35327,"ТРМ212-Щ1.ИТ","М03","Измеритель-регулятор микропроцессорный ТРМ212-Щ1.ИТ",13500,16200,"Под заказ","ТРМ212","3",10,0,1,9032890000,"Производимый",24]
["2023-06-06T16:44:55.024","2023-06-06",35343,"ТРМ212-Щ1.КК","М03","Измеритель-регулятор микропроцессорный ТРМ212-Щ1.КК",13500,16200,"Под заказ","ТРМ212","3",10,0,1,9032890000,"Производимый",24]
["2023-06-06T16:44:55.024","2023-06-06",35311,"ТРМ212-Щ1.РР","М03","Измеритель-регулятор микропроцессорный ТРМ212-Щ1.РР",10125,12150,"Стандартный","ТРМ212","3",43,0,1,9032890000,"Производимый",24]
["2023-06-06T16:44:55.024","2023-06-06",35328,"ТРМ212-Щ1.СС","М03","Измеритель-регулятор микропроцессорный ТРМ212-Щ1.СС",13500,16200,"Под заказ","ТРМ212","3",10,0,1,9032890000,"Производимый",24]
["2023-06-06T16:44:55.024","2023-06-06",35329,"ТРМ212-Щ1.ТТ","М03","Измеритель-регулятор микропроцессорный ТРМ212-Щ1.ТТ",13500,16200,"Под заказ","ТРМ212","3",10,0,1,9032890000,"Производимый",24]
["2023-06-06T16:44:55.024","2023-06-06",35330,"ТРМ212-Щ1.УК","М03","Измеритель-регулятор микропроцессорный ТРМ212-Щ1.УК",13500,16200,"Под заказ","ТРМ212","3",10,0,1,9032890000,"Производимый",24]
["2023-06-06T16:44:55.024","2023-06-06",35331,"ТРМ212-Щ1.УР","М03","Измеритель-регулятор микропроцессорный ТРМ212-Щ1.УР",13500,16200,"Стандартный","ТРМ212","3",10,0,1,9032890000,"Производимый",24]
["2023-06-06T16:44:55.024","2023-06-06",35332,"ТРМ212-Щ1.УС","М03","Измеритель-регулятор микропроцессорный ТРМ212-Щ1.УС",13500,16200,"Под заказ","ТРМ212","3",10,0,1,9032890000,"Производимый",24]
["2023-06-06T16:44:55.024","2023-06-06",35333,"ТРМ212-Щ1.УТ","М03","Измеритель-регулятор микропроцессорный ТРМ212-Щ1.УТ",13500,16200,"Под заказ","ТРМ212","3",10,0,1,9032890000,"Производимый",24]
["2023-06-06T16:44:55.024","2023-06-06",35334,"ТРМ212-Щ2.ИК","М03","Измеритель-регулятор микропроцессорный ТРМ212-Щ2.ИК",13500,16200,"Под заказ","ТРМ212","3",9,0,1,9032890000,"Производимый",24]
["2023-06-06T16:44:55.024","2023-06-06",35312,"ТРМ212-Щ2.ИР","М03","Измеритель-регулятор микропроцессорный ТРМ212-Щ2.ИР",13500,16200,"Стандартный","ТРМ212","3",9,0,1,9032890000,"Производимый",24]
["2023-06-06T16:44:55.024","2023-06-06",35335,"ТРМ212-Щ2.ИС","М03","Измеритель-регулятор микропроцессорный ТРМ212-Щ2.ИС",13500,16200,"Под заказ","ТРМ212","3",9,0,1,9032890000,"Производимый",24]
["2023-06-06T16:44:55.024","2023-06-06",35336,"ТРМ212-Щ2.ИТ","М03","Измеритель-регулятор микропроцессорный ТРМ212-Щ2.ИТ",13500,16200,"Под заказ","ТРМ212","3",9,0,1,9032890000,"Производимый",24]
["2023-06-06T16:44:55.024","2023-06-06",35337,"ТРМ212-Щ2.КК","М03","Измеритель-регулятор микропроцессорный ТРМ212-Щ2.КК",13500,16200,"Под заказ","ТРМ212","3",9,0,1,9032890000,"Производимый",24]
["2023-06-06T16:44:55.024","2023-06-06",35313,"ТРМ212-Щ2.РР","М03","Измеритель-регулятор микропроцессорный ТРМ212-Щ2.РР",10125,12150,"Стандартный","ТРМ212","3",37,0,1,9032890000,"Производимый",24]
["2023-06-06T16:44:55.024","2023-06-06",35344,"ТРМ212-Щ2.СС","М03","Измеритель-регулятор микропроцессорный ТРМ212-Щ2.СС",13500,16200,"Под заказ","ТРМ212","3",9,0,1,9032890000,"Производимый",24]
["2023-06-06T16:44:55.024","2023-06-06",35338,"ТРМ212-Щ2.ТТ","М03","Измеритель-регулятор микропроцессорный ТРМ212-Щ2.ТТ",13500,16200,"Под заказ","ТРМ212","3",9,0,1,9032890000,"Производимый",24]
["2023-06-06T16:44:55.024","2023-06-06",35339,"ТРМ212-Щ2.УК","М03","Измеритель-регулятор микропроцессорный ТРМ212-Щ2.УК",13500,16200,"Под заказ","ТРМ212","3",9,0,1,9032890000,"Производимый",24]
["2023-06-06T16:44:55.024","2023-06-06",35340,"ТРМ212-Щ2.УР","М03","Измеритель-регулятор микропроцессорный ТРМ212-Щ2.УР",13500,16200,"Стандартный","ТРМ212","3",9,0,1,9032890000,"Производимый",24]
["2023-06-06T16:44:55.024","2023-06-06",35341,"ТРМ212-Щ2.УС","М03","Измеритель-регулятор микропроцессорный ТРМ212-Щ2.УС",13500,16200,"Под заказ","ТРМ212","3",9,0,1,9032890000,"Производимый",24]
["2023-06-06T16:44:55.024","2023-06-06",35342,"ТРМ212-Щ2.УТ","М03","Измеритель-регулятор микропроцессорный ТРМ212-Щ2.УТ",13500,16200,"Под заказ","ТРМ212","3",9,0,1,9032890000,"Производимый",24]
["2023-06-06T16:44:55.024","2023-06-06",18752,"ТРМ251-Н.ИРИ",null,"Программный ПИД-регулятор ТРМ251-Н.ИРИ",14850,17820,"Под заказ","ТРМ251","3",6,0,1,9032890000,"Производимый",24]
["2023-06-06T16:44:55.024","2023-06-06",19333,"ТРМ251-Н.ИРР",null,"Программный ПИД-регулятор ТРМ251-Н.ИРР",14850,17820,"Под заказ","ТРМ251","3",6,0,1,9032890000,"Производимый",24]
["2023-06-06T16:44:55.024","2023-06-06",32197,"ТРМ251-Н.КРИ",null,"Программный ПИД-регулятор ТРМ251-Н.КРИ",14850,17820,"Под заказ","ТРМ251","3",6,0,1,9032890000,"Производимый",24]
["2023-06-06T16:44:55.024","2023-06-06",18754,"ТРМ251-Н.КРР",null,"Программный ПИД-регулятор ТРМ251-Н.КРР",14850,17820,"Под заказ","ТРМ251","3",6,0,1,9032890000,"Производимый",24]
["2023-06-06T16:44:55.024","2023-06-06",30160,"ТРМ251-Н.РРИ",null,"Программный ПИД-регулятор ТРМ251-Н.РРИ",14850,17820,"Под заказ","ТРМ251","3",6,0,1,9032890000,"Производимый",24]
["2023-06-06T16:44:55.024","2023-06-06",18153,"ТРМ251-Н.РРР",null,"Программный ПИД-регулятор ТРМ251-Н.РРР",14850,17820,"Под заказ","ТРМ251","3",6,0,1,9032890000,"Производимый",24]
["2023-06-06T16:44:55.024","2023-06-06",21281,"ТРМ251-Н.СРИ",null,"Программный ПИД-регулятор ТРМ251-Н.СРИ",14850,17820,"Под заказ","ТРМ251","3",6,0,1,9032890000,"Производимый",24]
["2023-06-06T16:44:55.024","2023-06-06",18753,"ТРМ251-Н.СРР",null,"Программный ПИД-регулятор ТРМ251-Н.СРР",14850,17820,"Под заказ","ТРМ251","3",6,0,1,9032890000,"Производимый",24]
["2023-06-06T16:44:55.024","2023-06-06",21112,"ТРМ251-Н.ТРИ",null,"Программный ПИД-регулятор ТРМ251-Н.ТРИ",14850,17820,"Под заказ","ТРМ251","3",6,0,1,9032890000,"Производимый",24]
["2023-06-06T16:44:55.024","2023-06-06",18755,"ТРМ251-Н.ТРР",null,"Программный ПИД-регулятор ТРМ251-Н.ТРР",14850,17820,"Под заказ","ТРМ251","3",6,0,1,9032890000,"Производимый",24]
["2023-06-06T16:44:55.024","2023-06-06",18157,"ТРМ251-Щ1.ИРИ",null,"Программный ПИД-регулятор ТРМ251-Щ1.ИРИ",14850,17820,"Стандартный","ТРМ251","3",8,0,1,9032890000,"Производимый",24]
["2023-06-06T16:44:55.024","2023-06-06",19602,"ТРМ251-Щ1.ИРР",null,"Программный ПИД-регулятор ТРМ251-Щ1.ИРР",14850,17820,"Стандартный","ТРМ251","3",15,0,1,9032890000,"Производимый",24]
["2023-06-06T16:44:55.024","2023-06-06",18154,"ТРМ251-Щ1.КРИ",null,"Программный ПИД-регулятор ТРМ251-Щ1.КРИ",14850,17820,"Под заказ","ТРМ251","3",8,0,1,9032890000,"Производимый",24]
["2023-06-06T16:44:55.024","2023-06-06",18751,"ТРМ251-Щ1.КРР",null,"Программный ПИД-регулятор ТРМ251-Щ1.КРР",14850,17820,"Под заказ","ТРМ251","3",8,0,1,9032890000,"Производимый",24]
["2023-06-06T16:44:55.024","2023-06-06",19266,"ТРМ251-Щ1.РРИ",null,"Программный ПИД-регулятор ТРМ251-Щ1.РРИ",14850,17820,"Под заказ","ТРМ251","3",8,0,1,9032890000,"Производимый",24]
["2023-06-06T16:44:55.024","2023-06-06",18158,"ТРМ251-Щ1.РРР",null,"Программный ПИД-регулятор ТРМ251-Щ1.РРР",12994,15592.8,"Стандартный","ТРМ251","3",29,0,1,9032890000,"Производимый",24]
["2023-06-06T16:44:55.024","2023-06-06",18155,"ТРМ251-Щ1.СРИ",null,"Программный ПИД-регулятор ТРМ251-Щ1.СРИ",14850,17820,"Под заказ","ТРМ251","3",8,0,1,9032890000,"Производимый",24]
["2023-06-06T16:44:55.024","2023-06-06",18750,"ТРМ251-Щ1.СРР",null,"Программный ПИД-регулятор ТРМ251-Щ1.СРР",14850,17820,"Под заказ","ТРМ251","3",8,0,1,9032890000,"Производимый",24]
["2023-06-06T16:44:55.024","2023-06-06",18156,"ТРМ251-Щ1.ТРИ",null,"Программный ПИД-регулятор ТРМ251-Щ1.ТРИ",14850,17820,"Под заказ","ТРМ251","3",13,0,1,9032890000,"Производимый",24]
["2023-06-06T16:44:55.024","2023-06-06",18749,"ТРМ251-Щ1.ТРР",null,"Программный ПИД-регулятор ТРМ251-Щ1.ТРР",12994,15592.8,"Стандартный","ТРМ251","3",28,0,1,9032890000,"Производимый",24]
["2023-06-06T16:44:55.024","2023-06-06",19581,"ТРМ32-Щ4.01","М02","Контроллер систем отопления и ГВС ТРМ32-Щ4.01",15000,18000,"Стандартный","ТРМ32","7",25,0,1,9032890000,"Производимый",24]
["2023-06-06T16:44:55.024","2023-06-06",19582,"ТРМ32-Щ4.01.RS","М02","Контроллер систем отопления и ГВС ТРМ32-Щ4.01.RS",15000,18000,"Стандартный","ТРМ32","7",10,0,1,9032890000,"Производимый",24]
["2023-06-06T16:44:55.024","2023-06-06",19583,"ТРМ32-Щ4.03","М02","Контроллер систем отопления и ГВС ТРМ32-Щ4.03",15000,18000,"Стандартный","ТРМ32","7",13,0,1,9032890000,"Производимый",24]
["2023-06-06T16:44:55.024","2023-06-06",19584,"ТРМ32-Щ4.03.RS","М02","Контроллер систем отопления и ГВС ТРМ32-Щ4.03.RS",15000,18000,"Стандартный","ТРМ32","7",3,0,1,9032890000,"Производимый",24]
["2023-06-06T16:44:55.024","2023-06-06",36726,"ТРМ32-Щ7.ТС",null,"Контроллер систем отопления и ГВС ТРМ32-Щ7.ТС",11000,13200,"Стандартный","ТРМ32","7",42,0,1,9032890000,"Производимый",24]
["2023-06-06T16:44:55.024","2023-06-06",36727,"ТРМ32-Щ7.ТС.RS",null,"Контроллер систем отопления и ГВС ТРМ32-Щ7.ТС.RS",11000,13200,"Стандартный","ТРМ32","7",16,0,1,9032890000,"Производимый",24]
["2023-06-06T16:44:55.024","2023-06-06",19577,"ТРМ33-Щ4.01","М02","Контроллер для приточной вентиляции ТРМ33-Щ4.01",15550,18660,"Стандартный","ТРМ33","7",4,0,1,9032890000,"Производимый",24]
["2023-06-06T16:44:55.024","2023-06-06",19578,"ТРМ33-Щ4.01.RS","М02","Контроллер для приточной вентиляции ТРМ33-Щ4.01.RS",16900,20280,"Под заказ","ТРМ33","7",1,0,1,9032890000,"Производимый",24]
["2023-06-06T16:44:55.024","2023-06-06",19579,"ТРМ33-Щ4.03","М02","Контроллер для приточной вентиляции ТРМ33-Щ4.03",15550,18660,"Под заказ","ТРМ33","7",1,0,1,9032890000,"Производимый",24]
["2023-06-06T16:44:55.024","2023-06-06",19580,"ТРМ33-Щ4.03.RS","М02","Контроллер для приточной вентиляции ТРМ33-Щ4.03.RS",16900,20280,"Под заказ","ТРМ33","7",1,0,1,9032890000,"Производимый",24]
["2023-06-06T16:44:55.024","2023-06-06",36728,"ТРМ33-Щ7.ТС",null,"Контроллер для приточной вентиляции ТРМ33-Щ7.ТС",15550,18660,"Под заказ","ТРМ33","7",1,0,1,9032890000,"Производимый",24]
["2023-06-06T16:44:55.024","2023-06-06",36729,"ТРМ33-Щ7.ТС.RS",null,"Контроллер для приточной вентиляции ТРМ33-Щ7.ТС.RS",16900,20280,"Под заказ","ТРМ33","7",1,0,1,9032890000,"Производимый",24]
["2023-06-06T16:44:55.024","2023-06-06",47452,"ТРМ500-Щ2.30А",null,"Измеритель-регулятор микропроцессорный ТРМ500-Щ2.30А",4600,5520,"Стандартный","ТРМ500","3",86,0,1,9032890000,"Производимый",60]
["2023-06-06T16:44:55.024","2023-06-06",47451,"ТРМ500-Щ2.5А",null,"Измеритель-регулятор микропроцессорный ТРМ500-Щ2.5А",4100,4920,"Стандартный","ТРМ500","3",86,0,1,9032890000,"Производимый",60]
["2023-06-06T16:44:55.024","2023-06-06",94606,"ТРМ500-Щ2.WIFI",null,"Измеритель-регулятор микропроцессорный ТРМ500-Щ2.WIFI",5000,6000,"Стандартный","ТРМ500","3",41,0,1,9032890000,"Производимый",60]
["2023-06-06T16:44:55.024","2023-06-06",3869,"ТРМ501",null,"Реле-регулятор с таймером ТРМ501",6194,7432.8,"Стандартный","ТРМ501","7",70,0,1,9032890000,"Производимый",24]
["2023-06-06T16:44:55.024","2023-06-06",7308,"ТРМ501-Д",null,"Реле-регулятор с таймером ТРМ501-Д",6194,7432.8,"Под заказ","ТРМ501","7",1,0,1,9032890000,"Производимый",24]
["2023-06-06T16:44:55.024","2023-06-06",3870,"ТРМ501-С",null,"Реле-регулятор с таймером ТРМ501-С",6194,7432.8,"Стандартный","ТРМ501","7",9,0,1,9032890000,"Производимый",24]
["2023-06-06T16:44:55.024","2023-06-06",128628,"ТТР1-МБ01008-Л3Д",null,"Реле твердотельное на малые токи ТТР1-МБ01008-Л3Д",2268,2721,"Под заказ","Малые токи","1",2,0,1,8536500600,"Производимый",12]
["2023-06-06T16:44:55.024","2023-06-06",128629,"ТТР1-МБ02508-Л3Д",null,"Реле твердотельное на малые токи ТТР1-МБ02508-Л3Д",2638,3166,"Под заказ","Малые токи","1",3,0,1,8536500600,"Производимый",12]
["2023-06-06T16:44:55.024","2023-06-06",128630,"ТТР1-МБ04008-Л3Д",null,"Реле твердотельное на малые токи ТТР1-МБ04008-Л3Д",2950,3540,"Под заказ","Малые токи","1",3,0,1,8536500600,"Производимый",12]
["2023-06-06T16:44:55.024","2023-06-06",128631,"ТТР1-МБ06308-Л3Д",null,"Реле твердотельное на малые токи ТТР1-МБ06308-Л3Д",3371,4045,"Под заказ","Малые токи","1",2,0,1,8536500600,"Производимый",12]
["2023-06-06T16:44:55.024","2023-06-06",128632,"ТТР1-МБ08008-Л3Д",null,"Реле твердотельное на малые токи ТТР1-МБ08008-Л3Д",4202,5043,"Под заказ","Малые токи","1",2,0,1,8536500600,"Производимый",12]
["2023-06-06T16:44:55.024","2023-06-06",128633,"ТТР1-МБ10008-Л3Д",null,"Реле твердотельное на малые токи ТТР1-МБ10008-Л3Д",4493,5392,"Под заказ","Малые токи","1",2,0,1,8536500600,"Производимый",12]
["2023-06-06T16:44:55.024","2023-06-06",128634,"ТТР1-МБ02512-Л3ДС",null,"Реле твердотельное с функцией самодиагностики ТТР1-МБ02512-Л3ДС",3493,4192,"Под заказ","Эрудит","1",3,0,1,8536500600,"Производимый",12]
["2023-06-06T16:44:55.024","2023-06-06",128635,"ТТР1-МБ04012-Л3ДС",null,"Реле твердотельное с функцией самодиагностики ТТР1-МБ04012-Л3ДС",3655,4386,"Под заказ","Эрудит","1",5,0,1,8536500600,"Производимый",12]
["2023-06-06T16:44:55.024","2023-06-06",128636,"ТТР1-МБ06312-Л3ДС",null,"Реле твердотельное с функцией самодиагностики ТТР1-МБ06312-Л3ДС",3859,4631,"Под заказ","Эрудит","1",2,0,1,8536500600,"Производимый",12]
["2023-06-06T16:44:55.024","2023-06-06",128637,"ТТР1-МБ08012-Л3ДС",null,"Реле твердотельное с функцией самодиагностики ТТР1-МБ08012-Л3ДС",4343,5212,"Под заказ","Эрудит","1",2,0,1,8536500600,"Производимый",12]
["2023-06-06T16:44:55.024","2023-06-06",128638,"ТТР1-МБ10012-Л3ДС",null,"Реле твердотельное с функцией самодиагностики ТТР1-МБ10012-Л3ДС",4738,5685,"Под заказ","Эрудит","1",2,0,1,8536500600,"Производимый",12]
["2023-06-06T16:44:55.024","2023-06-06",128639,"ТТР1-МБ12512-Л3ДС",null,"Реле твердотельное с функцией самодиагностики ТТР1-МБ12512-Л3ДС",5028,6034,"Под заказ","Эрудит","1",2,0,1,8536500600,"Производимый",12]
["2023-06-06T16:44:55.024","2023-06-06",128640,"ТТР1-ПА02512-Л1Д",null,"Реле твердотельное для индуктивной нагрузки ТТР1-ПА02512-Л1Д",3121,3745,"Под заказ","Индуктивность","18",14,0,1,8536500600,"Производимый",12]
["2023-06-06T16:44:55.024","2023-06-06",128641,"ТТР1-ПА04012-Л1Д",null,"Реле твердотельное для индуктивной нагрузки ТТР1-ПА04012-Л1Д",3172,3806,"Под заказ","Индуктивность","18",14,0,1,8536500600,"Производимый",12]
["2023-06-06T16:44:55.024","2023-06-06",128642,"ТТР1-ПА06312-Л1Д",null,"Реле твердотельное для индуктивной нагрузки ТТР1-ПА06312-Л1Д",3230,3876,"Под заказ","Индуктивность","1",4,0,1,8536500600,"Производимый",12]
["2023-06-06T16:44:55.024","2023-06-06",128643,"ТТР1-ПА08012-Л1Д",null,"Реле твердотельное для индуктивной нагрузки ТТР1-ПА08012-Л1Д",3800,4560,"Под заказ","Индуктивность","1",4,0,1,8536500600,"Производимый",12]
["2023-06-06T16:44:55.024","2023-06-06",128644,"ТТР1-ПА10012-Л1Д",null,"Реле твердотельное для индуктивной нагрузки ТТР1-ПА10012-Л1Д",4142,4971,"Под заказ","Индуктивность","1",3,0,1,8536500600,"Производимый",12]
["2023-06-06T16:44:55.024","2023-06-06",128645,"ТТР1-ПА12512-Л1Д",null,"Реле твердотельное для индуктивной нагрузки ТТР1-ПА12512-Л1Д",4423,5308,"Под заказ","Индуктивность","18",2,0,1,8536500600,"Производимый",12]
["2023-06-06T16:44:55.024","2023-06-06",128646,"ТТР2-МА02512-Л2Д",null,"Реле твердотельное двухканальное ТТР2-МА02512-Л2Д",4417,5300,"Под заказ","Двухнакальные","1",6,0,1,8536500600,"Производимый",12]
["2023-06-06T16:44:55.024","2023-06-06",128647,"ТТР2-МА05012-Л2Д",null,"Реле твердотельное двухканальное ТТР2-МА05012-Л2Д",4734,5681,"Под заказ","Двухнакальные","1",7,0,1,8536500600,"Производимый",12]
["2023-06-06T16:44:55.024","2023-06-06",128648,"ТТР2-МА06312-Л2Д",null,"Реле твердотельное двухканальное ТТР2-МА06312-Л2Д",4930,5916,"Под заказ","Двухнакальные","1",3,0,1,8536500600,"Производимый",12]
["2023-06-06T16:44:55.024","2023-06-06",50054,"ТХ01-224.Н.ИР-RS","М01","Счетчик оборотов (тахометр) ТХ01-224.Н.ИР-RS",7256,8707.2000000000007,"Стандартный","ТХ01","4",5,0,1,9029203809,"Производимый",24]
["2023-06-06T16:44:55.024","2023-06-06",65132,"ТХ01-224.Н.Р-RS","М01","Счетчик оборотов (тахометр) ТХ01-224.Н.Р-RS [М01]",7256,8707.2000000000007,"Стандартный","ТХ01","4",7,0,1,9029203809,"Производимый",24]
["2023-06-06T16:44:55.024","2023-06-06",44430,"ТХ01-224.Н.УР-RS","М01","Счетчик оборотов (тахометр) ТХ01-224.Н.УР-RS",7256,8707.2000000000007,"Под заказ","ТХ01","4",2,0,1,9029203809,"Производимый",24]
["2023-06-06T16:44:55.024","2023-06-06",44431,"ТХ01-224.Щ2.ИР-RS","М01","Счетчик оборотов (тахометр) ТХ01-224.Щ2.ИР-RS",7256,8707.2000000000007,"Стандартный","ТХ01","4",15,0,1,9029203809,"Производимый",24]
["2023-06-06T16:44:55.024","2023-06-06",65159,"ТХ01-224.Щ2.Р-RS","М01","Счетчик оборотов (тахометр) ТХ01-224.Щ2.Р-RS",7256,8707.2000000000007,"Стандартный","ТХ01","4",33,0,1,9029203809,"Производимый",24]
["2023-06-06T16:44:55.024","2023-06-06",44607,"ТХ01-224.Щ2.УР-RS","М01","Счетчик оборотов (тахометр) ТХ01-224.Щ2.УР-RS",7256,8707.2000000000007,"Стандартный","ТХ01","4",5,0,1,9029203809,"Производимый",24]
["2023-06-06T16:44:55.024","2023-06-06",50053,"ТХ01-24.Н.ИР-RS","М01","Счетчик оборотов (тахометр) ТХ01-24.Н.ИР-RS",7256,8707.2000000000007,"Под заказ","ТХ01","4",5,0,1,9029203809,"Производимый",24]
["2023-06-06T16:44:55.024","2023-06-06",65168,"ТХ01-24.Н.Р-RS","М01","Счетчик оборотов (тахометр) ТХ01-24.Н.Р-RS",7256,8707.2000000000007,"Под заказ","ТХ01","4",5,0,1,9029203809,"Производимый",24]
["2023-06-06T16:44:55.024","2023-06-06",50055,"ТХ01-24.Н.УР-RS","М01","Счетчик оборотов (тахометр) ТХ01-24.Н.УР-RS",7256,8707.2000000000007,"Под заказ","ТХ01","4",5,0,1,9029203809,"Производимый",24]
["2023-06-06T16:44:55.024","2023-06-06",44733,"ТХ01-24.Щ2.ИР-RS","М01","Счетчик оборотов (тахометр) ТХ01-24.Щ2.ИР-RS",7256,8707.2000000000007,"Под заказ","ТХ01","4",8,0,1,9029203809,"Производимый",24]
["2023-06-06T16:44:55.024","2023-06-06",65213,"ТХ01-24.Щ2.Р-RS","М01","Счетчик оборотов (тахометр) ТХ01-24.Щ2.Р-RS",7256,8707.2000000000007,"Под заказ","ТХ01","4",8,0,1,9029203809,"Производимый",24]
["2023-06-06T16:44:55.024","2023-06-06",44428,"ТХ01-24.Щ2.УР-RS","М01","Счетчик оборотов (тахометр) ТХ01-24.Щ2.УР-RS",7256,8707.2000000000007,"Под заказ","ТХ01","4",8,0,1,9029203809,"Производимый",24]
["2023-06-06T16:44:55.024","2023-06-06",79240,"УА10И-Д4",null,"Усилитель аналогового сигнала УА10И-Д4",3696,4435.2,"Под заказ","Усилитель аналогового сигнала","По запросу",2,0,1,8537109800,"Производимый",24]
["2023-06-06T16:44:55.024","2023-06-06",38618,"УД-0,4-В",null,"Устройство демпферное УД-0,4-В",2100,2520,"Под заказ","УД, УП","2",31,0,1,7318163008,"Производимый",24]
["2023-06-06T16:44:55.024","2023-06-06",38624,"УД-0,4-Г",null,"Устройство демпферное УД-0,4-Г",2100,2520,"Стандартный","УД, УП","2",31,0,1,7318163008,"Производимый",24]
["2023-06-06T16:44:55.024","2023-06-06",38621,"УД-0,4-М",null,"Устройство демпферное УД-0,4-М",2100,2520,"Под заказ","УД, УП","2",31,0,1,7318163008,"Производимый",24]
["2023-06-06T16:44:55.024","2023-06-06",38620,"УД-40-В",null,"Устройство демпферное УД-40-В",2100,2520,"Стандартный","УД, УП","2",31,0,1,7318163008,"Производимый",24]
["2023-06-06T16:44:55.024","2023-06-06",38626,"УД-40-Г",null,"Устройство демпферное УД-40-Г",2100,2520,"Под заказ","УД, УП","2",31,0,1,7318163008,"Производимый",24]
["2023-06-06T16:44:55.024","2023-06-06",38623,"УД-40-М",null,"Устройство демпферное УД-40-М",2100,2520,"Под заказ","УД, УП","2",31,0,1,7318163008,"Производимый",24]
["2023-06-06T16:44:55.024","2023-06-06",38619,"УД-4-В",null,"Устройство демпферное УД-4-В",2100,2520,"Стандартный","УД, УП","2",31,0,1,7318163008,"Производимый",24]
["2023-06-06T16:44:55.024","2023-06-06",38625,"УД-4-Г",null,"Устройство демпферное УД-4-Г",2100,2520,"Под заказ","УД, УП","2",31,0,1,7318163008,"Производимый",24]
["2023-06-06T16:44:55.024","2023-06-06",38622,"УД-4-М",null,"Устройство демпферное УД-4-М",2100,2520,"Под заказ","УД, УП","2",31,0,1,7318163008,"Производимый",24]
["2023-06-06T16:44:55.024","2023-06-06",37604,"УП-1",null,"Устройство переходное УП-1",800,960,"Стандартный","УД, УП","2",137,0,1,7318163008,"Производимый",24]
["2023-06-06T16:44:55.024","2023-06-06",48079,"УП-10",null,"Устройство переходное УП-10",1065,1278,"Стандартный","УД, УП","2",22,0,1,7318163008,"Производимый",24]
["2023-06-06T16:44:55.024","2023-06-06",66654,"УП-11",null,"Устройство переходное УП-11",1700,2040,"Под заказ","УД, УП","2",137,0,1,7318163008,"Производимый",24]
["2023-06-06T16:44:55.024","2023-06-06",62741,"УП-12",null,"Устройство переходное УП-12",800,960,"Под заказ","УД, УП","2",4,0,1,7318163008,"Производимый",24]
["2023-06-06T16:44:55.024","2023-06-06",74411,"УП-13",null,"Устройство переходное УП-13",1700,2040,"Под заказ","УД, УП","2",137,0,1,7318163008,"Производимый",24]
["2023-06-06T16:44:55.024","2023-06-06",74412,"УП-14",null,"Устройство переходное УП-14",1300,1560,"Под заказ","УД, УП","2",117,0,1,7318163008,"Производимый",24]
["2023-06-06T16:44:55.024","2023-06-06",74413,"УП-15",null,"Устройство переходное УП-15",1700,2040,"Под заказ","УД, УП","2",1000,0,1,7318163008,"Производимый",24]
["2023-06-06T16:44:55.024","2023-06-06",85743,"УП-16",null,"Устройство переходное УП-16",1700,2040,"Под заказ","УД, УП","2",1000,0,1,7318163008,"Производимый",24]
["2023-06-06T16:44:55.024","2023-06-06",37605,"УП-2",null,"Устройство переходное УП-2",1300,1560,"Стандартный","УД, УП","2",145,0,1,7318163008,"Производимый",24]
["2023-06-06T16:44:55.024","2023-06-06",37606,"УП-3",null,"Устройство переходное УП-3",1700,2040,"Под заказ","УД, УП","2",823,0,1,7318163008,"Производимый",24]
["2023-06-06T16:44:55.024","2023-06-06",37607,"УП-4",null,"Устройство переходное УП-4",1700,2040,"Под заказ","УД, УП","2",145,0,1,7318163008,"Производимый",24]
["2023-06-06T16:44:55.024","2023-06-06",37608,"УП-5",null,"Устройство переходное УП-5",1700,2040,"Под заказ","УД, УП","2",134,0,1,7318163008,"Производимый",24]
["2023-06-06T16:44:55.024","2023-06-06",40783,"УП-6",null,"Устройство переходное УП-6",1700,2040,"Под заказ","УД, УП","2",134,0,1,7318163008,"Производимый",24]
["2023-06-06T16:44:55.024","2023-06-06",50142,"УП-7",null,"Устройство переходное УП-7",1300,1560,"Под заказ","УД, УП","2",129,0,1,7318163008,"Производимый",24]
["2023-06-06T16:44:55.024","2023-06-06",56180,"УП-8",null,"Устройство переходное УП-8",1700,2040,"Под заказ","УД, УП","2",137,0,1,7318163008,"Производимый",24]
["2023-06-06T16:44:55.024","2023-06-06",66653,"УП-9",null,"Устройство переходное УП-9",1500,1800,"Под заказ","УД, УП","2",117,0,1,7318163008,"Производимый",24]
["2023-06-06T16:44:55.024","2023-06-06",119480,"УЗД1-RS",null,"Устройство защиты двигателя УЗД1-RS",10000,12000,"Стандартный","Устройства защиты","7",1,0,1,null,"Производимый",0]
["2023-06-06T16:44:55.024","2023-06-06",115015,"УЗД1-RS.ETH",null,"Устройство защиты двигателя УЗД1-RS.ETH",11250,13500,"Под заказ","Устройства защиты","7",1,0,1,null,"Производимый",0]
["2023-06-06T16:44:55.024","2023-06-06",5865,"УЗОТЭ-2У",null,"Устройство защитного отключения УЗОТЭ-2У",9660,11592,"Стандартный","УЗОТЭ-2У","7",38,0,1,8536302000,"Производимый",24]
["2023-06-06T16:44:55.024","2023-06-06",62498,"УЗС1-Н.И",null,"Устройство задания сигналов УЗС1-Н.И",9315,11178,"Под заказ","УЗС","3",4,0,1,8543200000,"Производимый",24]
["2023-06-06T16:44:55.024","2023-06-06",62499,"УЗС1-Н.У",null,"Устройство задания сигналов УЗС1-Н.У",9315,11178,"Под заказ","УЗС","3",4,0,1,8543200000,"Производимый",24]
["2023-06-06T16:44:55.024","2023-06-06",62495,"УЗС1-Щ1.И",null,"Устройство задания сигналов УЗС1-Щ1.И",9315,11178,"Стандартный","УЗС","3",14,0,1,8543200000,"Производимый",24]
["2023-06-06T16:44:55.024","2023-06-06",62496,"УЗС1-Щ1.У",null,"Устройство задания сигналов УЗС1-Щ1.У",9315,11178,"Под заказ","УЗС","3",14,0,1,8543200000,"Производимый",24]
["2023-06-06T16:44:55.024","2023-06-06",61421,"УЗС1-Щ2.И",null,"Устройство задания сигналов УЗС1-Щ2.И",9315,11178,"Стандартный","УЗС","3",24,0,1,8543200000,"Производимый",24]
["2023-06-06T16:44:55.024","2023-06-06",62497,"УЗС1-Щ2.У",null,"Устройство задания сигналов УЗС1-Щ2.У",9315,11178,"Стандартный","УЗС","3",6,0,1,8543200000,"Производимый",24]
["2023-06-06T16:44:55.024","2023-06-06",6154,"УКТ38-Щ4.АН",null,"Устройство контроля температуры УКТ38-Щ4.АН",18000,21600,"Под заказ","УКТ38","7",1,0,1,9032890000,"Производимый",24]
["2023-06-06T16:44:55.024","2023-06-06",6161,"УКТ38-Щ4.АТ",null,"Устройство контроля температуры восьмиканальное УКТ38-Щ4.АТ",18000,21600,"Стандартный","УКТ38","7",5,0,1,9032890000,"Производимый",24]
["2023-06-06T16:44:55.024","2023-06-06",6078,"УКТ38-Щ4.ТП",null,"Устройство контроля температуры УКТ38-Щ4.ТП",18000,21600,"Стандартный","УКТ38","7",16,0,1,9032890000,"Производимый",24]
["2023-06-06T16:44:55.024","2023-06-06",6984,"УКТ38-Щ4.ТПП",null,"Устройство контроля температуры УКТ38-Щ4.ТПП",18000,21600,"Под заказ","УКТ38","По запросу",0,0,1,9032890000,"Производимый",24]
["2023-06-06T16:44:55.024","2023-06-06",6079,"УКТ38-Щ4.ТС",null,"Устройство контроля температуры УКТ38-Щ4.ТС",18000,21600,"Стандартный","УКТ38","7",19,0,1,9032890000,"Производимый",24]
["2023-06-06T16:44:55.024","2023-06-06",111026,"УО-100.40",null,"Устройство охладительное УО-100.40",3000,3600,"Под заказ","УО","3",54,0,1,9026900000,"Производимый",0]
["2023-06-06T16:44:55.024","2023-06-06",119750,"УО-100.40.1.2",null,"Устройство охладительное УО-100.40.1.2",3000,3600,"Под заказ","УО","3",54,0,1,9026900000,"Производимый",12]
["2023-06-06T16:44:55.024","2023-06-06",119749,"УО-100.40.2",null,"Устройство охладительное УО-100.40.2",3000,3600,"Под заказ","УО","3",54,0,1,9026900000,"Производимый",12]
["2023-06-06T16:44:55.024","2023-06-06",119751,"УО-100.40.2.1",null,"Устройство охладительное УО-100.40.2.1",3000,3600,"Под заказ","УО","3",54,0,1,9026900000,"Производимый",12]
["2023-06-06T16:44:55.024","2023-06-06",117041,"УСЛУГИ СЕРВИСА OWENCLOUD - SMS СВЕРХ ТАРИФА",null,"Услуги сервиса OwenCloud - SMS сверх тарифа",5995,7194,null,"Подписки для юридических лиц","По запросу",0,0,1,null,"Производимый",0]
["2023-06-06T16:44:55.024","2023-06-06",117039,"УСЛУГИ СЕРВИСА OWENCLOUD ДЛЯ ЮР.ЛИЦ ПО ТАРИФУ БИЗНЕС",null,"Услуги сервиса OwenCloud для юр.лиц по тарифу БИЗНЕС",3935,4722,null,"Подписки для юридических лиц","По запросу",0,0,1,null,"Производимый",0]
["2023-06-06T16:44:55.024","2023-06-06",117040,"УСЛУГИ СЕРВИСА OWENCLOUD ДЛЯ ЮР.ЛИЦ ПО ТАРИФУ БИЗНЕС+",null,"Услуги сервиса OwenCloud для юр.лиц по тарифу БИЗНЕС+",4815,5778,null,"Подписки для юридических лиц","По запросу",0,0,1,null,"Производимый",0]
["2023-06-06T16:44:55.024","2023-06-06",115661,"УСЛУГИ СЕРВИСА OWENCLOUD ДЛЯ ЮР.ЛИЦ ПО ТАРИФУ ПРЕМЬЕР",null,"Услуги сервиса OwenCloud для юр.лиц по тарифу ПРЕМЬЕР",0,0,null,"Подписки для юридических лиц","По запросу",0,0,1,null,"Производимый",0]
["2023-06-06T16:44:55.024","2023-06-06",115662,"УСЛУГИ СЕРВИСА OWENCLOUD ДЛЯ ЮР.ЛИЦ ПО ТАРИФУ ПРЕМЬЕР+",null,"Услуги сервиса OwenCloud для юр.лиц по тарифу ПРЕМЬЕР+",50,60,null,"Подписки для юридических лиц","По запросу",0,0,1,null,"Производимый",0]
["2023-06-06T16:44:55.024","2023-06-06",115660,"УСЛУГИ СЕРВИСА OWENCLOUD ДЛЯ ФИЗИЧЕСКИХ ЛИЦ",null,"Услуги сервиса OwenCloud для физических лиц",0,0,null,"Подписки для физических лиц","По запросу",0,0,1,null,"Производимый",0]
["2023-06-06T16:44:55.024","2023-06-06",30689,"УТ1-Д","М02","Таймер реального времени двухканальный УТ1-Д",4450,5340,"Стандартный","УТ1","4",68,0,1,9032890000,"Производимый",24]
["2023-06-06T16:44:55.024","2023-06-06",30687,"УТ1-Н","М02","Таймер реального времени двухканальный УТ1-Н",4450,5340,"Стандартный","УТ1","4",33,0,1,9032890000,"Производимый",24]
["2023-06-06T16:44:55.024","2023-06-06",30684,"УТ1-Щ1","М02","Таймер реального времени двухканальный УТ1-Щ1",4450,5340,"Стандартный","УТ1","4",17,0,1,9032890000,"Производимый",24]
["2023-06-06T16:44:55.024","2023-06-06",30685,"УТ1-Щ2","М02","Таймер реального времени двухканальный УТ1-Щ2",4450,5340,"Стандартный","УТ1","4",8,0,1,9032890000,"Производимый",24]
["2023-06-06T16:44:55.024","2023-06-06",21642,"УТ24-Д.К",null,"Микропроцессорное реле времени двухканальное УТ24-Д.К",5970,7164,"Под заказ","УТ24","4",1,0,1,9032890000,"Производимый",24]
["2023-06-06T16:44:55.024","2023-06-06",21641,"УТ24-Д.Р",null,"Микропроцессорное реле времени двухканальное УТ24-Д.Р",5970,7164,"Стандартный","УТ24","4",32,0,1,9032890000,"Производимый",24]
["2023-06-06T16:44:55.024","2023-06-06",21643,"УТ24-Д.С",null,"Микропроцессорное реле времени двухканальное УТ24-Д.С",5970,7164,"Под заказ","УТ24","4",1,0,1,9032890000,"Производимый",24]
["2023-06-06T16:44:55.024","2023-06-06",5747,"УТ24-Н.К",null,"Микропроцессорное реле времени двухканальное УТ24-Н.К",5060,6072,"Под заказ","УТ24","4",1,0,1,9032890000,"Производимый",24]
["2023-06-06T16:44:55.024","2023-06-06",5746,"УТ24-Н.Р",null,"Микропроцессорное реле времени двухканальное УТ24-Н.Р",4950,5940,"Стандартный","УТ24","4",21,0,1,9032890000,"Производимый",24]
["2023-06-06T16:44:55.024","2023-06-06",5749,"УТ24-Н.С",null,"Микропроцессорное реле времени двухканальное УТ24-Н.С",5060,6072,"Под заказ","УТ24","4",1,0,1,9032890000,"Производимый",24]
["2023-06-06T16:44:55.024","2023-06-06",5751,"УТ24-Щ1.К",null,"Микропроцессорное реле времени двухканальное УТ24-Щ1.К",5060,6072,"Под заказ","УТ24","4",1,0,1,9032890000,"Производимый",24]
["2023-06-06T16:44:55.024","2023-06-06",5750,"УТ24-Щ1.Р",null,"Микропроцессорное реле времени двухканальное УТ24-Щ1.Р",4950,5940,"Стандартный","УТ24","4",52,0,1,9032890000,"Производимый",24]
["2023-06-06T16:44:55.024","2023-06-06",5752,"УТ24-Щ1.С",null,"Микропроцессорное реле времени двухканальное УТ24-Щ1.С",5060,6072,"Под заказ","УТ24","4",1,0,1,9032890000,"Производимый",24]
["2023-06-06T16:44:55.024","2023-06-06",39138,"УТ24-Щ2.К","М01","Микропроцессорное реле времени двухканальное УТ24-Щ2.К",5970,7164,"Под заказ","УТ24","4",1,0,1,9032890000,"Производимый",24]
["2023-06-06T16:44:55.024","2023-06-06",39140,"УТ24-Щ2.Р","М01","Микропроцессорное реле времени двухканальное УТ24-Щ2.Р",5970,7164,"Стандартный","УТ24","4",34,0,1,9032890000,"Производимый",24]
["2023-06-06T16:44:55.024","2023-06-06",39139,"УТ24-Щ2.С","М01","Микропроцессорное реле времени двухканальное УТ24-Щ2.С",5970,7164,"Под заказ","УТ24","4",1,0,1,9032890000,"Производимый",24]
["2023-06-06T16:44:55.024","2023-06-06",68611,"ФТОРОПЛАСТОВЫЙ ЧЕХОЛ L= 484 ММ",null,"ФТОРОПЛАСТОВЫЙ ЧЕХОЛ ДЛЯ ДТС105-Х.ХХ.500",610,732,"Под заказ","Чехол","27",0,0,1,3926909709,"Производимый",0]
["2023-06-06T16:44:55.024","2023-06-06",125616,"ЧЗ-ДТПХ125-0.1000",null,"Чехол защитный ЧЗ-ДТПХ125-0.1000",3000,3600,"Под заказ","Чехол","5",170,0,1,null,"Производимый",0]
["2023-06-06T16:44:55.024","2023-06-06",121565,"ЧЗ-ДТПХ125-0.1250",null,"Чехол защитный ЧЗ-ДТПХ125-0.1250",3225,3870,"Под заказ","Чехол","5",170,0,1,null,"Производимый",0]
["2023-06-06T16:44:55.024","2023-06-06",125610,"ЧЗ-ДТПХ125-0.250",null,"Чехол защитный ЧЗ-ДТПХ125-0.250",1950,2340,"Под заказ","Чехол","5",170,0,1,null,"Производимый",0]
["2023-06-06T16:44:55.024","2023-06-06",125611,"ЧЗ-ДТПХ125-0.320",null,"Чехол защитный ЧЗ-ДТПХ125-0.320",2025,2430,"Под заказ","Чехол","5",170,0,1,null,"Производимый",0]
["2023-06-06T16:44:55.024","2023-06-06",125612,"ЧЗ-ДТПХ125-0.400",null,"Чехол защитный ЧЗ-ДТПХ125-0.400",2175,2610,"Под заказ","Чехол","5",170,0,1,null,"Производимый",0]
["2023-06-06T16:44:55.024","2023-06-06",125613,"ЧЗ-ДТПХ125-0.500",null,"Чехол защитный ЧЗ-ДТПХ125-0.500",2400,2880,"Под заказ","Чехол","5",170,0,1,null,"Производимый",0]
["2023-06-06T16:44:55.024","2023-06-06",125614,"ЧЗ-ДТПХ125-0.630",null,"Чехол защитный ЧЗ-ДТПХ125-0.630",2550,3060,"Под заказ","Чехол","5",170,0,1,null,"Производимый",0]
["2023-06-06T16:44:55.024","2023-06-06",125615,"ЧЗ-ДТПХ125-0.800",null,"Чехол защитный ЧЗ-ДТПХ125-0.800",2775,3330,"Под заказ","Чехол","5",170,0,1,null,"Производимый",0]
["2023-06-06T16:44:55.024","2023-06-06",125624,"ЧЗ-ДТПХ125-2.1000",null,"Чехол защитный ЧЗ-ДТПХ125-2.1000",4500,5400,"Под заказ","Чехол","5",60,0,1,null,"Производимый",0]
["2023-06-06T16:44:55.024","2023-06-06",121566,"ЧЗ-ДТПХ125-2.1250",null,"Чехол защитный ЧЗ-ДТПХ125-2.1250",5175,6210,"Под заказ","Чехол","5",48,0,1,null,"Производимый",0]
["2023-06-06T16:44:55.024","2023-06-06",125618,"ЧЗ-ДТПХ125-2.250",null,"Чехол защитный ЧЗ-ДТПХ125-2.250",2325,2790,"Под заказ","Чехол","5",80,0,1,null,"Производимый",0]
["2023-06-06T16:44:55.024","2023-06-06",125619,"ЧЗ-ДТПХ125-2.320",null,"Чехол защитный ЧЗ-ДТПХ125-2.320",2475,2970,"Под заказ","Чехол","5",80,0,1,null,"Производимый",0]
["2023-06-06T16:44:55.024","2023-06-06",125620,"ЧЗ-ДТПХ125-2.400",null,"Чехол защитный ЧЗ-ДТПХ125-2.400",2700,3240,"Под заказ","Чехол","5",80,0,1,null,"Производимый",0]
["2023-06-06T16:44:55.024","2023-06-06",125621,"ЧЗ-ДТПХ125-2.500",null,"Чехол защитный ЧЗ-ДТПХ125-2.500",2925,3510,"Под заказ","Чехол","5",80,0,1,null,"Производимый",0]
["2023-06-06T16:44:55.024","2023-06-06",125622,"ЧЗ-ДТПХ125-2.630",null,"Чехол защитный ЧЗ-ДТПХ125-2.630",3225,3870,"Под заказ","Чехол","5",80,0,1,null,"Производимый",0]
["2023-06-06T16:44:55.024","2023-06-06",125623,"ЧЗ-ДТПХ125-2.800",null,"Чехол защитный ЧЗ-ДТПХ125-2.800",3825,4590,"Под заказ","Чехол","5",75,0,1,null,"Производимый",0]
["2023-06-06T16:44:55.024","2023-06-06",125631,"ЧЗ-ДТПХ125-4.1000",null,"Чехол защитный ЧЗ-ДТПХ125-4.1000",12675,15210,"Под заказ","Чехол","5",113,0,1,null,"Производимый",0]
["2023-06-06T16:44:55.024","2023-06-06",121567,"ЧЗ-ДТПХ125-4.1250",null,"Чехол защитный ЧЗ-ДТПХ125-4.1250",15750,18900,"Под заказ","Чехол","5",91,0,1,null,"Производимый",0]
["2023-06-06T16:44:55.024","2023-06-06",125625,"ЧЗ-ДТПХ125-4.250",null,"Чехол защитный ЧЗ-ДТПХ125-4.250",4200,5040,"Под заказ","Чехол","5",435,0,1,null,"Производимый",0]
["2023-06-06T16:44:55.024","2023-06-06",125626,"ЧЗ-ДТПХ125-4.320",null,"Чехол защитный ЧЗ-ДТПХ125-4.320",4950,5940,"Под заказ","Чехол","5",344,0,1,null,"Производимый",0]
["2023-06-06T16:44:55.024","2023-06-06",125627,"ЧЗ-ДТПХ125-4.400",null,"Чехол защитный ЧЗ-ДТПХ125-4.400",5850,7020,"Под заказ","Чехол","5",278,0,1,null,"Производимый",0]
["2023-06-06T16:44:55.024","2023-06-06",125628,"ЧЗ-ДТПХ125-4.500",null,"Чехол защитный ЧЗ-ДТПХ125-4.500",6975,8370,"Под заказ","Чехол","5",224,0,1,null,"Производимый",0]
["2023-06-06T16:44:55.024","2023-06-06",125629,"ЧЗ-ДТПХ125-4.630",null,"Чехол защитный ЧЗ-ДТПХ125-4.630",8250,9900,"Под заказ","Чехол","5",179,0,1,null,"Производимый",0]
["2023-06-06T16:44:55.024","2023-06-06",125630,"ЧЗ-ДТПХ125-4.800",null,"Чехол защитный ЧЗ-ДТПХ125-4.800",10050,12060,"Под заказ","Чехол","5",141,0,1,null,"Производимый",0]
["2023-06-06T16:44:55.024","2023-06-06",125638,"ЧЗ-ДТПХ125-5.1000",null,"Чехол защитный ЧЗ-ДТПХ125-5.1000",7425,8910,"Под заказ","Чехол","5",78,0,1,null,"Производимый",0]
["2023-06-06T16:44:55.024","2023-06-06",121568,"ЧЗ-ДТПХ125-5.1250",null,"Чехол защитный ЧЗ-ДТПХ125-5.1250",9000,10800,"Под заказ","Чехол","5",63,0,1,null,"Производимый",0]
["2023-06-06T16:44:55.024","2023-06-06",125632,"ЧЗ-ДТПХ125-5.250",null,"Чехол защитный ЧЗ-ДТПХ125-5.250",3000,3600,"Под заказ","Чехол","5",90,0,1,null,"Производимый",0]
["2023-06-06T16:44:55.024","2023-06-06",125633,"ЧЗ-ДТПХ125-5.320",null,"Чехол защитный ЧЗ-ДТПХ125-5.320",3450,4140,"Под заказ","Чехол","5",90,0,1,null,"Производимый",0]
["2023-06-06T16:44:55.024","2023-06-06",125634,"ЧЗ-ДТПХ125-5.400",null,"Чехол защитный ЧЗ-ДТПХ125-5.400",3900,4680,"Под заказ","Чехол","5",90,0,1,null,"Производимый",0]
["2023-06-06T16:44:55.024","2023-06-06",125635,"ЧЗ-ДТПХ125-5.500",null,"Чехол защитный ЧЗ-ДТПХ125-5.500",4500,5400,"Под заказ","Чехол","5",90,0,1,null,"Производимый",0]
["2023-06-06T16:44:55.024","2023-06-06",125636,"ЧЗ-ДТПХ125-5.630",null,"Чехол защитный ЧЗ-ДТПХ125-5.630",5175,6210,"Под заказ","Чехол","5",90,0,1,null,"Производимый",0]
["2023-06-06T16:44:55.024","2023-06-06",125637,"ЧЗ-ДТПХ125-5.800",null,"Чехол защитный ЧЗ-ДТПХ125-5.800",6300,7560,"Под заказ","Чехол","5",90,0,1,null,"Производимый",0]
["2023-06-06T16:44:55.024","2023-06-06",125645,"ЧЗ-ДТПХ125-Т.1000",null,"Чехол защитный ЧЗ-ДТПХ125-Т.1000",3150,3780,"Под заказ","Чехол","5",2,0,1,null,"Производимый",0]
["2023-06-06T16:44:55.024","2023-06-06",121569,"ЧЗ-ДТПХ125-Т.1250",null,"Чехол защитный ЧЗ-ДТПХ125-Т.1250",3525,4230,"Под заказ","Чехол","5",2,0,1,null,"Производимый",0]
["2023-06-06T16:44:55.024","2023-06-06",125639,"ЧЗ-ДТПХ125-Т.250",null,"Чехол защитный ЧЗ-ДТПХ125-Т.250",1800,2160,"Под заказ","Чехол","5",2,0,1,null,"Производимый",0]
["2023-06-06T16:44:55.024","2023-06-06",125640,"ЧЗ-ДТПХ125-Т.320",null,"Чехол защитный ЧЗ-ДТПХ125-Т.320",1875,2250,"Под заказ","Чехол","5",2,0,1,null,"Производимый",0]
["2023-06-06T16:44:55.024","2023-06-06",125641,"ЧЗ-ДТПХ125-Т.400",null,"Чехол защитный ЧЗ-ДТПХ125-Т.400",2025,2430,"Под заказ","Чехол","5",2,0,1,null,"Производимый",0]
["2023-06-06T16:44:55.024","2023-06-06",125642,"ЧЗ-ДТПХ125-Т.500",null,"Чехол защитный ЧЗ-ДТПХ125-Т.500",2175,2610,"Под заказ","Чехол","5",2,0,1,null,"Производимый",0]
["2023-06-06T16:44:55.024","2023-06-06",125643,"ЧЗ-ДТПХ125-Т.630",null,"Чехол защитный ЧЗ-ДТПХ125-Т.630",2400,2880,"Под заказ","Чехол","5",2,0,1,null,"Производимый",0]
["2023-06-06T16:44:55.024","2023-06-06",125644,"ЧЗ-ДТПХ125-Т.800",null,"Чехол защитный ЧЗ-ДТПХ125-Т.800",2625,3150,"Под заказ","Чехол","5",2,0,1,null,"Производимый",0]
["2023-06-06T16:44:55.024","2023-06-06",125652,"ЧЗ-ДТПХ135-0.1000.0.160",null,"Чехол защитный ЧЗ-ДТПХ135-0.1000.0.160",3375,4050,"Под заказ","Чехол","5",170,0,1,null,"Производимый",0]
["2023-06-06T16:44:55.024","2023-06-06",121570,"ЧЗ-ДТПХ135-0.1250.0.160",null,"Чехол защитный ЧЗ-ДТПХ135-0.1250.0.160",3750,4500,"Под заказ","Чехол","5",170,0,1,null,"Производимый",0]
["2023-06-06T16:44:55.024","2023-06-06",125646,"ЧЗ-ДТПХ135-0.250.0.160",null,"Чехол защитный ЧЗ-ДТПХ135-0.250.0.160",2250,2700,"Под заказ","Чехол","5",170,0,1,null,"Производимый",0]
["2023-06-06T16:44:55.024","2023-06-06",125647,"ЧЗ-ДТПХ135-0.320.0.160",null,"Чехол защитный ЧЗ-ДТПХ135-0.320.0.160",2400,2880,"Под заказ","Чехол","5",170,0,1,null,"Производимый",0]
["2023-06-06T16:44:55.024","2023-06-06",125648,"ЧЗ-ДТПХ135-0.400.0.160",null,"Чехол защитный ЧЗ-ДТПХ135-0.400.0.160",2475,2970,"Под заказ","Чехол","5",170,0,1,null,"Производимый",0]
["2023-06-06T16:44:55.024","2023-06-06",125649,"ЧЗ-ДТПХ135-0.500.0.160",null,"Чехол защитный ЧЗ-ДТПХ135-0.500.0.160",2625,3150,"Под заказ","Чехол","5",170,0,1,null,"Производимый",0]
["2023-06-06T16:44:55.024","2023-06-06",125650,"ЧЗ-ДТПХ135-0.630.0.160",null,"Чехол защитный ЧЗ-ДТПХ135-0.630.0.160",2775,3330,"Под заказ","Чехол","5",170,0,1,null,"Производимый",0]
["2023-06-06T16:44:55.024","2023-06-06",125651,"ЧЗ-ДТПХ135-0.800.0.160",null,"Чехол защитный ЧЗ-ДТПХ135-0.800.0.160",3000,3600,"Под заказ","Чехол","5",170,0,1,null,"Производимый",0]
["2023-06-06T16:44:55.024","2023-06-06",125659,"ЧЗ-ДТПХ135-2.1000.0.160",null,"Чехол защитный ЧЗ-ДТПХ135-2.1000.0.160",5175,6210,"Под заказ","Чехол","5",60,0,1,null,"Производимый",0]
["2023-06-06T16:44:55.024","2023-06-06",121571,"ЧЗ-ДТПХ135-2.1250.0.160",null,"Чехол защитный ЧЗ-ДТПХ135-2.1250.0.160",5775,6930,"Под заказ","Чехол","5",48,0,1,null,"Производимый",0]
["2023-06-06T16:44:55.024","2023-06-06",125653,"ЧЗ-ДТПХ135-2.250.0.160",null,"Чехол защитный ЧЗ-ДТПХ135-2.250.0.160",3150,3780,"Под заказ","Чехол","5",80,0,1,null,"Производимый",0]
["2023-06-06T16:44:55.024","2023-06-06",125654,"ЧЗ-ДТПХ135-2.320.0.160",null,"Чехол защитный ЧЗ-ДТПХ135-2.320.0.160",3375,4050,"Под заказ","Чехол","5",80,0,1,null,"Производимый",0]
["2023-06-06T16:44:55.024","2023-06-06",125655,"ЧЗ-ДТПХ135-2.400.0.160",null,"Чехол защитный ЧЗ-ДТПХ135-2.400.0.160",3600,4320,"Под заказ","Чехол","5",80,0,1,null,"Производимый",0]
["2023-06-06T16:44:55.024","2023-06-06",125656,"ЧЗ-ДТПХ135-2.500.0.160",null,"Чехол защитный ЧЗ-ДТПХ135-2.500.0.160",3900,4680,"Под заказ","Чехол","5",80,0,1,null,"Производимый",0]
["2023-06-06T16:44:55.024","2023-06-06",125657,"ЧЗ-ДТПХ135-2.630.0.160",null,"Чехол защитный ЧЗ-ДТПХ135-2.630.0.160",4200,5040,"Под заказ","Чехол","5",80,0,1,null,"Производимый",0]
["2023-06-06T16:44:55.024","2023-06-06",125658,"ЧЗ-ДТПХ135-2.800.0.160",null,"Чехол защитный ЧЗ-ДТПХ135-2.800.0.160",4650,5580,"Под заказ","Чехол","5",75,0,1,null,"Производимый",0]
["2023-06-06T16:44:55.024","2023-06-06",125666,"ЧЗ-ДТПХ135-4.1000.0.160",null,"Чехол защитный ЧЗ-ДТПХ135-4.1000.0.160",13500,16200,"Под заказ","Чехол","5",113,0,1,null,"Производимый",0]
["2023-06-06T16:44:55.024","2023-06-06",121572,"ЧЗ-ДТПХ135-4.1250.0.160",null,"Чехол защитный ЧЗ-ДТПХ135-4.1250.0.160",15750,18900,"Под заказ","Чехол","5",91,0,1,null,"Производимый",0]
["2023-06-06T16:44:55.024","2023-06-06",125660,"ЧЗ-ДТПХ135-4.250.0.160",null,"Чехол защитный ЧЗ-ДТПХ135-4.250.0.160",4950,5940,"Под заказ","Чехол","5",286,0,1,null,"Производимый",0]
["2023-06-06T16:44:55.024","2023-06-06",125661,"ЧЗ-ДТПХ135-4.320.0.160",null,"Чехол защитный ЧЗ-ДТПХ135-4.320.0.160",5775,6930,"Под заказ","Чехол","5",286,0,1,null,"Производимый",0]
["2023-06-06T16:44:55.024","2023-06-06",125662,"ЧЗ-ДТПХ135-4.400.0.160",null,"Чехол защитный ЧЗ-ДТПХ135-4.400.0.160",6675,8010,"Под заказ","Чехол","5",278,0,1,null,"Производимый",0]
["2023-06-06T16:44:55.024","2023-06-06",125663,"ЧЗ-ДТПХ135-4.500.0.160",null,"Чехол защитный ЧЗ-ДТПХ135-4.500.0.160",8250,9900,"Под заказ","Чехол","5",224,0,1,null,"Производимый",0]
["2023-06-06T16:44:55.024","2023-06-06",125664,"ЧЗ-ДТПХ135-4.630.0.160",null,"Чехол защитный ЧЗ-ДТПХ135-4.630.0.160",9750,11700,"Под заказ","Чехол","5",179,0,1,null,"Производимый",0]
["2023-06-06T16:44:55.024","2023-06-06",125665,"ЧЗ-ДТПХ135-4.800.0.160",null,"Чехол защитный ЧЗ-ДТПХ135-4.800.0.160",11625,13950,"Под заказ","Чехол","5",141,0,1,null,"Производимый",0]
["2023-06-06T16:44:55.024","2023-06-06",125673,"ЧЗ-ДТПХ135-5.1000.0.160",null,"Чехол защитный ЧЗ-ДТПХ135-5.1000.0.160",9000,10800,"Под заказ","Чехол","5",67,0,1,null,"Производимый",0]
["2023-06-06T16:44:55.024","2023-06-06",121573,"ЧЗ-ДТПХ135-5.1250.0.160",null,"Чехол защитный ЧЗ-ДТПХ135-5.1250.0.160",10500,12600,"Под заказ","Чехол","5",55,0,1,null,"Производимый",0]
["2023-06-06T16:44:55.024","2023-06-06",125667,"ЧЗ-ДТПХ135-5.250.0.160",null,"Чехол защитный ЧЗ-ДТПХ135-5.250.0.160",3750,4500,"Под заказ","Чехол","5",90,0,1,null,"Производимый",0]
["2023-06-06T16:44:55.024","2023-06-06",125668,"ЧЗ-ДТПХ135-5.320.0.160",null,"Чехол защитный ЧЗ-ДТПХ135-5.320.0.160",4425,5310,"Под заказ","Чехол","5",90,0,1,null,"Производимый",0]
["2023-06-06T16:44:55.024","2023-06-06",125669,"ЧЗ-ДТПХ135-5.400.0.160",null,"Чехол защитный ЧЗ-ДТПХ135-5.400.0.160",4875,5850,"Под заказ","Чехол","5",90,0,1,null,"Производимый",0]
["2023-06-06T16:44:55.024","2023-06-06",125670,"ЧЗ-ДТПХ135-5.500.0.160",null,"Чехол защитный ЧЗ-ДТПХ135-5.500.0.160",5550,6660,"Под заказ","Чехол","5",90,0,1,null,"Производимый",0]
["2023-06-06T16:44:55.024","2023-06-06",125671,"ЧЗ-ДТПХ135-5.630.0.160",null,"Чехол защитный ЧЗ-ДТПХ135-5.630.0.160",6450,7740,"Под заказ","Чехол","5",90,0,1,null,"Производимый",0]
["2023-06-06T16:44:55.024","2023-06-06",125672,"ЧЗ-ДТПХ135-5.800.0.160",null,"Чехол защитный ЧЗ-ДТПХ135-5.800.0.160",7350,8820,"Под заказ","Чехол","5",82,0,1,null,"Производимый",0]
["2023-06-06T16:44:55.024","2023-06-06",125680,"ЧЗ-ДТПХ135-Т.1000.0.160",null,"Чехол защитный ЧЗ-ДТПХ135-Т.1000.0.160",3600,4320,"Под заказ","Чехол","5",2,0,1,null,"Производимый",0]
["2023-06-06T16:44:55.024","2023-06-06",121574,"ЧЗ-ДТПХ135-Т.1250.0.160",null,"Чехол защитный ЧЗ-ДТПХ135-Т.1250.0.160",3975,4770,"Под заказ","Чехол","5",2,0,1,null,"Производимый",0]
["2023-06-06T16:44:55.024","2023-06-06",125674,"ЧЗ-ДТПХ135-Т.250.0.160",null,"Чехол защитный ЧЗ-ДТПХ135-Т.250.0.160",2550,3060,"Под заказ","Чехол","5",6,0,1,null,"Производимый",0]
["2023-06-06T16:44:55.024","2023-06-06",125675,"ЧЗ-ДТПХ135-Т.320.0.160",null,"Чехол защитный ЧЗ-ДТПХ135-Т.320.0.160",2625,3150,"Под заказ","Чехол","5",5,0,1,null,"Производимый",0]
["2023-06-06T16:44:55.024","2023-06-06",125676,"ЧЗ-ДТПХ135-Т.400.0.160",null,"Чехол защитный ЧЗ-ДТПХ135-Т.400.0.160",2775,3330,"Под заказ","Чехол","5",4,0,1,null,"Производимый",0]
["2023-06-06T16:44:55.024","2023-06-06",125677,"ЧЗ-ДТПХ135-Т.500.0.160",null,"Чехол защитный ЧЗ-ДТПХ135-Т.500.0.160",2925,3510,"Под заказ","Чехол","5",4,0,1,null,"Производимый",0]
["2023-06-06T16:44:55.024","2023-06-06",125678,"ЧЗ-ДТПХ135-Т.630.0.160",null,"Чехол защитный ЧЗ-ДТПХ135-Т.630.0.160",3150,3780,"Под заказ","Чехол","5",3,0,1,null,"Производимый",0]
["2023-06-06T16:44:55.024","2023-06-06",125679,"ЧЗ-ДТПХ135-Т.800.0.160",null,"Чехол защитный ЧЗ-ДТПХ135-Т.800.0.160",3375,4050,"Под заказ","Чехол","5",2,0,1,null,"Производимый",0]
["2023-06-06T16:44:55.024","2023-06-06",125694,"ЧЗ-ДТПХ145-9.1000.0.400",null,"Чехол защитный ЧЗ-ДТПХ145-9.1000.0.400",5250,6300,"Под заказ","Чехол","5",5,0,1,null,"Производимый",0]
["2023-06-06T16:44:55.024","2023-06-06",121576,"ЧЗ-ДТПХ145-9.1250.0.650",null,"Чехол защитный ЧЗ-ДТПХ145-9.1250.0.650",5925,7110,"Под заказ","Чехол","5",5,0,1,null,"Производимый",0]
["2023-06-06T16:44:55.024","2023-06-06",125688,"ЧЗ-ДТПХ145-9.250.0.80",null,"Чехол защитный ЧЗ-ДТПХ145-9.250.0.80",2550,3060,"Под заказ","Чехол","5",26,0,1,null,"Производимый",0]
["2023-06-06T16:44:55.024","2023-06-06",125689,"ЧЗ-ДТПХ145-9.320.0.80",null,"Чехол защитный ЧЗ-ДТПХ145-9.320.0.80",2625,3150,"Под заказ","Чехол","5",3,0,1,null,"Производимый",0]
["2023-06-06T16:44:55.024","2023-06-06",125690,"ЧЗ-ДТПХ145-9.400.0.80",null,"Чехол защитный ЧЗ-ДТПХ145-9.400.0.80",2775,3330,"Под заказ","Чехол","5",13,0,1,null,"Производимый",0]
["2023-06-06T16:44:55.024","2023-06-06",125691,"ЧЗ-ДТПХ145-9.500.0.80",null,"Чехол защитный ЧЗ-ДТПХ145-9.500.0.80",3300,3960,"Под заказ","Чехол","5",13,0,1,null,"Производимый",0]
["2023-06-06T16:44:55.024","2023-06-06",125692,"ЧЗ-ДТПХ145-9.630.0.80",null,"Чехол защитный ЧЗ-ДТПХ145-9.630.0.80",3900,4680,"Под заказ","Чехол","5",5,0,1,null,"Производимый",0]
["2023-06-06T16:44:55.024","2023-06-06",125693,"ЧЗ-ДТПХ145-9.800.0.200",null,"Чехол защитный ЧЗ-ДТПХ145-9.800.0.200",4500,5400,"Под заказ","Чехол","5",6,0,1,null,"Производимый",0]
["2023-06-06T16:44:55.024","2023-06-06",125701,"ЧЗ-ДТПХ155-9.1000.0.400",null,"Чехол защитный ЧЗ-ДТПХ155-9.1000.0.400",6450,7740,"Под заказ","Чехол","5",4,0,1,null,"Производимый",0]
["2023-06-06T16:44:55.024","2023-06-06",121577,"ЧЗ-ДТПХ155-9.1250.0.650",null,"Чехол защитный ЧЗ-ДТПХ155-9.1250.0.650",9000,10800,"Под заказ","Чехол","5",8,0,1,null,"Производимый",0]
["2023-06-06T16:44:55.024","2023-06-06",125695,"ЧЗ-ДТПХ155-9.250.0.80",null,"Чехол защитный ЧЗ-ДТПХ155-9.250.0.80",3000,3600,"Под заказ","Чехол","5",1,0,1,null,"Производимый",0]
["2023-06-06T16:44:55.024","2023-06-06",125696,"ЧЗ-ДТПХ155-9.320.0.80",null,"Чехол защитный ЧЗ-ДТПХ155-9.320.0.80",3450,4140,"Под заказ","Чехол","5",2,0,1,null,"Производимый",0]
["2023-06-06T16:44:55.024","2023-06-06",125697,"ЧЗ-ДТПХ155-9.400.0.80",null,"Чехол защитный ЧЗ-ДТПХ155-9.400.0.80",4050,4860,"Под заказ","Чехол","5",4,0,1,null,"Производимый",0]
["2023-06-06T16:44:55.024","2023-06-06",125698,"ЧЗ-ДТПХ155-9.500.0.80",null,"Чехол защитный ЧЗ-ДТПХ155-9.500.0.80",4350,5220,"Под заказ","Чехол","5",17,0,1,null,"Производимый",0]
["2023-06-06T16:44:55.024","2023-06-06",125699,"ЧЗ-ДТПХ155-9.630.0.80",null,"Чехол защитный ЧЗ-ДТПХ155-9.630.0.80",4800,5760,"Под заказ","Чехол","5",2,0,1,null,"Производимый",0]
["2023-06-06T16:44:55.024","2023-06-06",125700,"ЧЗ-ДТПХ155-9.800.0.200",null,"Чехол защитный ЧЗ-ДТПХ155-9.800.0.200",5400,6480,"Под заказ","Чехол","5",11,0,1,null,"Производимый",0]
["2023-06-06T16:44:55.024","2023-06-06",125708,"ЧЗ-ДТПХ165-9.1000.0.250",null,"Чехол защитный ЧЗ-ДТПХ165-9.1000.0.250",9000,10800,"Под заказ","Чехол","5",8,0,1,null,"Производимый",0]
["2023-06-06T16:44:55.024","2023-06-06",121578,"ЧЗ-ДТПХ165-9.1250.0.250",null,"Чехол защитный ЧЗ-ДТПХ165-9.1250.0.250",10500,12600,"Под заказ","Чехол","5",1,0,1,null,"Производимый",0]
["2023-06-06T16:44:55.024","2023-06-06",125702,"ЧЗ-ДТПХ165-9.250.0.250",null,"Чехол защитный ЧЗ-ДТПХ165-9.250.0.250",5175,6210,"Под заказ","Чехол","5",17,0,1,null,"Производимый",0]
["2023-06-06T16:44:55.024","2023-06-06",125703,"ЧЗ-ДТПХ165-9.320.0.250",null,"Чехол защитный ЧЗ-ДТПХ165-9.320.0.250",5550,6660,"Под заказ","Чехол","5",2,0,1,null,"Производимый",0]
["2023-06-06T16:44:55.024","2023-06-06",125704,"ЧЗ-ДТПХ165-9.400.0.250",null,"Чехол защитный ЧЗ-ДТПХ165-9.400.0.250",5250,6300,"Под заказ","Чехол","5",11,0,1,null,"Производимый",0]
["2023-06-06T16:44:55.024","2023-06-06",125705,"ЧЗ-ДТПХ165-9.500.0.250",null,"Чехол защитный ЧЗ-ДТПХ165-9.500.0.250",5775,6930,"Под заказ","Чехол","5",11,0,1,null,"Производимый",0]
["2023-06-06T16:44:55.024","2023-06-06",125706,"ЧЗ-ДТПХ165-9.630.0.250",null,"Чехол защитный ЧЗ-ДТПХ165-9.630.0.250",6300,7560,"Под заказ","Чехол","5",4,0,1,null,"Производимый",0]
["2023-06-06T16:44:55.024","2023-06-06",125707,"ЧЗ-ДТПХ165-9.800.0.250",null,"Чехол защитный ЧЗ-ДТПХ165-9.800.0.250",8175,9810,"Под заказ","Чехол","5",8,0,1,null,"Производимый",0]
["2023-06-06T16:44:55.024","2023-06-06",125687,"ЧЗ-ДТПХ225-4.1000",null,"Чехол защитный ЧЗ-ДТПХ225-4.1000",7500,9000,"Под заказ","Чехол","5",222,0,1,null,"Производимый",0]
["2023-06-06T16:44:55.024","2023-06-06",121575,"ЧЗ-ДТПХ225-4.1250",null,"Чехол защитный ЧЗ-ДТПХ225-4.1250",9375,11250,"Под заказ","Чехол","5",179,0,1,null,"Производимый",0]
["2023-06-06T16:44:55.024","2023-06-06",125681,"ЧЗ-ДТПХ225-4.250",null,"Чехол защитный ЧЗ-ДТПХ225-4.250",3000,3600,"Под заказ","Чехол","5",794,0,1,null,"Производимый",0]
["2023-06-06T16:44:55.024","2023-06-06",125682,"ЧЗ-ДТПХ225-4.320",null,"Чехол защитный ЧЗ-ДТПХ225-4.320",3600,4320,"Под заказ","Чехол","5",640,0,1,null,"Производимый",0]
["2023-06-06T16:44:55.024","2023-06-06",125683,"ЧЗ-ДТПХ225-4.400",null,"Чехол защитный ЧЗ-ДТПХ225-4.400",3900,4680,"Под заказ","Чехол","5",524,0,1,null,"Производимый",0]
["2023-06-06T16:44:55.024","2023-06-06",125684,"ЧЗ-ДТПХ225-4.500",null,"Чехол защитный ЧЗ-ДТПХ225-4.500",4500,5400,"Под заказ","Чехол","5",427,0,1,null,"Производимый",0]
["2023-06-06T16:44:55.024","2023-06-06",125685,"ЧЗ-ДТПХ225-4.630",null,"Чехол защитный ЧЗ-ДТПХ225-4.630",5475,6570,"Под заказ","Чехол","5",344,0,1,null,"Производимый",0]
["2023-06-06T16:44:55.024","2023-06-06",125686,"ЧЗ-ДТПХ225-4.800",null,"Чехол защитный ЧЗ-ДТПХ225-4.800",6450,7740,"Под заказ","Чехол","5",274,0,1,null,"Производимый",0]
["2023-06-06T16:44:55.024","2023-06-06",55189,"ЧЕРВЯЧНЫЙ ХОМУТ",null,"Хомут металлический ЧЕРВЯЧНЫЙ ХОМУТ",65,78,"Под заказ","Хомут","27",0,0,1,7318190008,"Производимый",0]
["2023-06-06T16:44:55.024","2023-06-06",92334,"ШВ М10Х1,5.3",null,"Штуцер с врезным конусом ШВ М10Х1,5.3",2200,2640,"Под заказ","Штуцер","2",257,0,1,7318190008,"Производимый",0]
["2023-06-06T16:44:55.024","2023-06-06",92335,"ШВ М10Х1,5.4,5",null,"Штуцер с врезным конусом ШВ М10Х1,5.4,5",2200,2640,"Под заказ","Штуцер","2",600,0,1,7318190008,"Производимый",0]
["2023-06-06T16:44:55.024","2023-06-06",92336,"ШВ М10Х1.3",null,"Штуцер с врезным конусом ШВ М10Х1.3",2200,2640,"Под заказ","Штуцер","2",257,0,1,7318190008,"Производимый",0]
["2023-06-06T16:44:55.024","2023-06-06",92337,"ШВ М10Х1.4,5",null,"Штуцер с врезным конусом ШВ М10Х1.4,5",2200,2640,"Под заказ","Штуцер","2",600,0,1,7318190008,"Производимый",0]
["2023-06-06T16:44:55.024","2023-06-06",92332,"ШВ М12Х1,5.3",null,"Штуцер с врезным конусом ШВ М12Х1,5.3",2200,2640,"Под заказ","Штуцер","2",257,0,1,7318190008,"Производимый",0]
["2023-06-06T16:44:55.024","2023-06-06",92333,"ШВ М12Х1,5.4,5",null,"Штуцер с врезным конусом ШВ М12Х1,5.4,5",2200,2640,"Под заказ","Штуцер","2",600,0,1,7318190008,"Производимый",0]
["2023-06-06T16:44:55.024","2023-06-06",92331,"ШВ М16Х1,5.3",null,"Штуцер с врезным конусом ШВ М16Х1,5.3",2200,2640,"Под заказ","Штуцер","2",257,0,1,7318190008,"Производимый",0]
["2023-06-06T16:44:55.024","2023-06-06",89317,"ШВ М16Х1,5.4,5",null,"Штуцер с врезным кольцом ШВ М16Х1,5.4,5",2200,2640,"Под заказ","Штуцер","2",600,0,1,7318190008,"Производимый",0]
["2023-06-06T16:44:55.024","2023-06-06",92329,"ШВ М20Х1,5.3",null,"Штуцер с врезным конусом ШВ М20Х1,5.3",2200,2640,"Стандартный","Штуцер","2",257,0,1,7318190008,"Производимый",0]
["2023-06-06T16:44:55.024","2023-06-06",92330,"ШВ М20Х1,5.4,5",null,"Штуцер с врезным конусом ШВ М20Х1,5.4,5",2200,2640,"Стандартный","Штуцер","2",600,0,1,7318190008,"Производимый",0]
["2023-06-06T16:44:55.024","2023-06-06",92338,"ШВ М8Х1.3",null,"Штуцер с врезным конусом ШВ М8Х1.3",2200,2640,"Под заказ","Штуцер","2",257,0,1,7318190008,"Производимый",0]
["2023-06-06T16:44:55.024","2023-06-06",92339,"ШВ М8Х1.4,5",null,"Штуцер с врезным конусом ШВ М8Х1.4,5",2200,2640,"Под заказ","Штуцер","2",600,0,1,7318190008,"Производимый",0]
["2023-06-06T16:44:55.024","2023-06-06",87702,"ШП G1/2.10",null,"Штуцер передвижной ШП G1/2.10",1350,1620,"Под заказ","Штуцер","2",40,0,1,7318190008,"Производимый",0]
["2023-06-06T16:44:55.024","2023-06-06",129879,"ШП G1/2.5",null,"Штуцер передвижной ШП G1/2.5",1350,1620,"Под заказ","Штуцер","2",105,0,1,7318190008,"Производимый",12]
["2023-06-06T16:44:55.024","2023-06-06",110235,"ШП G1/2.6",null,"Штуцер передвижной ШП G1/2.6",1350,1620,"Под заказ","Штуцер","2",105,0,1,7318190008,"Производимый",0]
["2023-06-06T16:44:55.024","2023-06-06",87698,"ШП G1/2.8",null,"Штуцер передвижной ШП G1/2.8",1350,1620,"Под заказ","Штуцер","2",65,0,1,7318190008,"Производимый",0]
["2023-06-06T16:44:55.024","2023-06-06",92322,"ШП М10Х1,5.3",null,"Штуцер передвижной ШП М10Х1,5.3",2025,2430,"Под заказ","Штуцер","2",600,0,1,7318190008,"Производимый",0]
["2023-06-06T16:44:55.024","2023-06-06",92317,"ШП М10Х1,5.4,5",null,"Штуцер передвижной ШП М10Х1,5.4,5",2025,2430,"Под заказ","Штуцер","2",120,0,1,7318190008,"Производимый",0]
["2023-06-06T16:44:55.024","2023-06-06",92318,"ШП М10Х1.3",null,"Штуцер передвижной ШП М10Х1.3",2025,2430,"Под заказ","Штуцер","2",600,0,1,7318190008,"Производимый",0]
["2023-06-06T16:44:55.024","2023-06-06",92319,"ШП М10Х1.4,5",null,"Штуцер передвижной ШП М10Х1.4,5",2025,2430,"Под заказ","Штуцер","2",120,0,1,7318190008,"Производимый",0]
["2023-06-06T16:44:55.024","2023-06-06",92315,"ШП М12Х1,5.3",null,"Штуцер передвижной ШП М12Х1,5.3",2025,2430,"Под заказ","Штуцер","2",600,0,1,7318190008,"Производимый",0]
["2023-06-06T16:44:55.024","2023-06-06",92316,"ШП М12Х1,5.4,5",null,"Штуцер передвижной ШП М12Х1,5.4,5",2025,2430,"Под заказ","Штуцер","2",120,0,1,7318190008,"Производимый",0]
["2023-06-06T16:44:55.024","2023-06-06",92313,"ШП М16Х1,5.3",null,"Штуцер передвижной ШП М16Х1,5.3",2025,2430,"Под заказ","Штуцер","2",600,0,1,7318190008,"Производимый",0]
["2023-06-06T16:44:55.024","2023-06-06",92314,"ШП М16Х1,5.4,5",null,"Штуцер передвижной ШП М16Х1,5.4,5",2025,2430,"Под заказ","Штуцер","2",120,0,1,7318190008,"Производимый",0]
["2023-06-06T16:44:55.024","2023-06-06",87696,"ШП М20Х1,5.10",null,"Штуцер передвижной ШП М20Х1,5.10",1350,1620,"Под заказ","Штуцер","2",40,0,1,7318190008,"Производимый",0]
["2023-06-06T16:44:55.024","2023-06-06",92311,"ШП М20Х1,5.3",null,"Штуцер передвижной ШП М20Х1,5.3",2025,2430,"Стандартный","Штуцер","2",600,0,1,7318190008,"Производимый",0]
["2023-06-06T16:44:55.024","2023-06-06",92312,"ШП М20Х1,5.4,5",null,"Штуцер передвижной ШП М20Х1,5.4,5",2025,2430,"Стандартный","Штуцер","2",120,0,1,7318190008,"Производимый",0]
["2023-06-06T16:44:55.024","2023-06-06",129880,"ШП М20Х1,5.5",null,"Штуцер передвижной ШП М20Х1,5.5",1350,1620,"Под заказ","Штуцер","По запросу",105,0,1,7318190008,"Производимый",12]
["2023-06-06T16:44:55.024","2023-06-06",110234,"ШП М20Х1,5.6",null,"Штуцер передвижной ШП М20Х1,5.6",1350,1620,"Под заказ","Штуцер","2",105,0,1,7318190008,"Производимый",0]
["2023-06-06T16:44:55.024","2023-06-06",87695,"ШП М20Х1,5.8",null,"Штуцер передвижной ШП М20Х1,5.8",1350,1620,"Под заказ","Штуцер","2",65,0,1,7318190008,"Производимый",12]
["2023-06-06T16:44:55.024","2023-06-06",87699,"ШП М27Х2.10",null,"Штуцер передвижной ШП М27Х2.10",2700,3240,"Под заказ","Штуцер","2",40,0,1,7318190008,"Производимый",0]
["2023-06-06T16:44:55.024","2023-06-06",87700,"ШП М27Х2.20",null,"Штуцер передвижной ШП М27Х2.20",2700,3240,"Под заказ","Штуцер","2",109,0,1,7318190008,"Производимый",0]
["2023-06-06T16:44:55.024","2023-06-06",112967,"ШП М27Х2.4,5",null,"Штуцер передвижной ШП М27Х2.4,5",2700,3240,"Стандартный","Штуцер","2",120,0,1,7318190008,"Производимый",0]
["2023-06-06T16:44:55.024","2023-06-06",87701,"ШП М27Х2.8",null,"Штуцер передвижной ШП М27Х2.8",1690,2028,"Под заказ","Штуцер","2",65,0,1,7318190008,"Производимый",0]
["2023-06-06T16:44:55.024","2023-06-06",92320,"ШП М8Х1.3",null,"Штуцер передвижной ШП М8Х1.3",2025,2430,"Под заказ","Штуцер","2",600,0,1,7318190008,"Производимый",0]
["2023-06-06T16:44:55.024","2023-06-06",92321,"ШП М8Х1.4,5",null,"Штуцер передвижной ШП М8Х1.4,5",2025,2430,"Под заказ","Штуцер","2",120,0,1,7318190008,"Производимый",0]
["2023-06-06T16:44:55.024","2023-06-06",50608,"ЭКРАН 01",null,"Экран для защиты ДТС125Л и ДТС125М от солнечных лучей ЭКРАН 01",800,960,"Стандартный","Экран","2",95,0,1,9033000000,"Производимый",0]
["2023-06-06T16:44:55.024","2023-06-06",54037,"ЭКРАН 02",null,"Экран для защиты ДТС125Л и ДТС 125М от солнечных лучей ЭКРАН 02",800,960,"Под заказ","Экран","2",73,0,1,9033000000,"Производимый",0]
["2023-06-06T16:44:55.024","2023-06-06",54079,"ЭКРАН 03",null,"Экран для защиты ДТС125Л и ДТС 125М от солнечных лучей ЭКРАН 03",800,960,"Под заказ","Экран","2",60,0,1,9033000000,"Производимый",0]
["2023-06-06T16:44:55.024","2023-06-06",11382,"ЭП10",null,"Эмулятор печки ЭП10",5063,6075.6,"Под заказ","ЭП10","7",1,0,1,9032900000,"Производимый",0]
["Итог",null,null,null,null,null,null,null,null,null,null,null,null,null,null,null,{"$f":"SUBTOTAL(103,TDSheet[Гарантийный срок (месяцы)])","v":57348}]

{"sheet":"Обработанные данные","index":1,"n_rows":57351,"n_cols":11,"rows_kept":4500,"cut":true,"hidden":false,"merged":[[0,0,0,9]],"bounds":{"rows_first":2000,"rows_last":500,"rows_between":2000,"halvings":0}}
["Прайс \"Овен-Пром\""]
["Последнее обновление","Артикул","Наименование рабочее","Модификация","Наименование полное","Цена","Цена с НДС","Срок поставки","Крупность","Код ТНВЭД","Гарантийный срок (месяцы)"]
["2023-06-07T16:16:40.813",79962,"2ДТПL015Л-0100.100",null,"Преобразователь термоэлектрический 2ДТПL015Л-0100.100",1210,1452,"4",1000,9025900008,24]
["2023-06-07T16:16:40.813",65593,"2ДТПL015Л-0100.120",null,"Преобразователь термоэлектрический 2ДТПL015Л-0100.120",1210,1452,"По запросу",1,9025900008,24]
["2023-06-07T16:16:40.813",67904,"2ДТПL015Л-0100.160",null,"Преобразователь термоэлектрический 2ДТПL015Л-0100.160",1210,1452,"По запросу",1,9025900008,24]
["2023-06-07T16:16:40.813",71683,"2ДТПL015Л-0100.200",null,"Преобразователь термоэлектрический 2ДТПL015Л-0100.200",1210,1452,"4",735,9025900008,24]
["2023-06-07T16:16:40.813",79961,"2ДТПL015Л-0100.60",null,"Преобразователь термоэлектрический 2ДТПL015Л-0100.60",1210,1452,"4",1000,9025900008,24]
["2023-06-07T16:16:40.813",117106,"2ДТПL015Л-0110.1250",null,"Преобразователь термоэлектрический 2ДТПL015Л-0110.1250",3645,4374,"4",4,9025900008,24]
["2023-06-07T16:16:40.813",89045,"2ДТПL025Л-0100.1000",null,"Преобразователь термоэлектрический 2ДТПL025Л-0100.1000",2140,2568,"4",206,9025900008,24]
["2023-06-07T16:16:40.813",69229,"2ДТПL025Л-0100.120",null,"Преобразователь термоэлектрический 2ДТПL025Л-0100.120",1210,1452,"4",1000,9025900008,24]
["2023-06-07T16:16:40.813",67954,"2ДТПL025Л-0100.1600",null,"Преобразователь термоэлектрический 2ДТПL025Л-0100.1600",3535,4242,"4",132,9025900008,24]
["2023-06-07T16:16:40.813",84446,"2ДТПL025Л-0100.200",null,"Преобразователь термоэлектрический 2ДТПL025Л-0100.200",1210,1452,"4",735,9025900008,24]
["2023-06-07T16:16:40.813",64673,"2ДТПL025Л-0100.2000",null,"Преобразователь термоэлектрический 2ДТПL025Л-0100.2000",3535,4242,"4",107,9025900008,24]
["2023-06-07T16:16:40.813",58273,"2ДТПL025Л-0100.250",null,"Преобразователь термоэлектрический 2ДТПL025Л-0100.250",1315,1578,"4",221,9025900008,24]
["2023-06-07T16:16:40.813",108128,"2ДТПL025Л-0100.320",null,"Преобразователь термоэлектрический 2ДТПL025Л-0100.320",1315,1578,"4",566,9025900008,24]
["2023-06-07T16:16:40.813",103095,"2ДТПL025Л-0100.400",null,"Преобразователь термоэлектрический 2ДТПL025Л-0100.400",1315,1578,"4",469,9025900008,24]
["2023-06-07T16:16:40.813",98075,"2ДТПL025Л-0100.630",null,"Преобразователь термоэлектрический 2ДТПL025Л-0100.630",1635,1962,"4",315,9025900008,24]
["2023-06-07T16:16:40.813",119431,"2ДТПL025Л-0100.800",null,"Преобразователь термоэлектрический 2ДТПL025Л-0100.800",1635,1962,"4",254,9025900008,24]
["2023-06-07T16:16:40.813",135881,"2ДТПL025Л-0110.160",null,"Преобразователь термоэлектрический 2ДТПL025Л-0110.160",2560,3072,"4",35,9025900008,24]
["2023-06-07T16:16:40.813",73812,"2ДТПL025Л-0110.320",null,"Преобразователь термоэлектрический 2ДТПL025Л-0110.320",2560,3072,"4",342,9025900008,24]
["2023-06-07T16:16:40.813",80832,"2ДТПL025Л-0211.500",null,"Преобразователь термоэлектрический 2ДТПL025Л-0211.500",5640,6768,"По запросу",1,9025900008,24]
["2023-06-07T16:16:40.813",59800,"2ДТПL035Л-0100.120",null,"Преобразователь термоэлектрический 2ДТПL035Л-0100.120",1735,2082,"4",712,9025900008,24]
["2023-06-07T16:16:40.813",84778,"2ДТПL035Л-0100.160",null,"Преобразователь термоэлектрический 2ДТПL035Л-0100.160",1735,2082,"4",630,9025900008,24]
["2023-06-07T16:16:40.813",76081,"2ДТПL035Л-0100.200",null,"Преобразователь термоэлектрический 2ДТПL035Л-0100.200",1735,2082,"4",566,9025900008,24]
["2023-06-07T16:16:40.813",61571,"2ДТПL035Л-0100.250",null,"Преобразователь термоэлектрический 2ДТПL035Л-0100.250",1960,2352,"4",501,9025900008,24]
["2023-06-07T16:16:40.813",116980,"2ДТПL035Л-0100.400",null,"Преобразователь термоэлектрический 2ДТПL035Л-0100.400",1960,2352,"4",374,9025900008,24]
["2023-06-07T16:16:40.813",63340,"2ДТПL035Л-0100.60",null,"Преобразователь термоэлектрический 2ДТПL035Л-0100.60",1735,2082,"По запросу",1,9025900008,24]
["2023-06-07T16:16:40.813",59801,"2ДТПL035Л-0100.80",null,"Преобразователь термоэлектрический 2ДТПL035Л-0100.80",1735,2082,"4",735,9025900008,24]
["2023-06-07T16:16:40.813",90074,"2ДТПL035Л-0110.120",null,"Преобразователь термоэлектрический 2ДТПL035Л-0110.120",3025,3630,"4",22,9025900008,24]
["2023-06-07T16:16:40.813",60571,"2ДТПL035Л-0110.160.М22Х1,5",null,"Преобразователь термоэлектрический 2ДТПL035Л-0110.160.М22Х1,5",3479,4174.8,"По запросу",1,9025900008,24]
["2023-06-07T16:16:40.813",99701,"2ДТПL035Л-0110.1600",null,"Преобразователь термоэлектрический 2ДТПL035Л-0110.1600",4840,5808,"4",3,9025900008,24]
["2023-06-07T16:16:40.813",90075,"2ДТПL035Л-0110.250",null,"Преобразователь термоэлектрический 2ДТПL035Л-0110.250",3120,3744,"4",14,9025900008,24]
["2023-06-07T16:16:40.813",68956,"2ДТПL035Л-1100.120",null,"Преобразователь термоэлектрический 2ДТПL035Л-1100.120",1735,2082,"По запросу",1,9025900008,24]
["2023-06-07T16:16:40.813",68992,"2ДТПL035Л-1100.80",null,"Преобразователь термоэлектрический 2ДТПL035Л-1100.80",1735,2082,"По запросу",1,9025900008,24]
["2023-06-07T16:16:40.813",87877,"2ДТПL044-00.30/2",null,"Преобразователь термоэлектрический 2ДТПL044-00.30/2",1750,2100,"4",490,9025900008,24]
["2023-06-07T16:16:40.813",63416,"2ДТПL044-00.30/5",null,"Преобразователь термоэлектрический 2ДТПL044-00.30/5",3550,4260,"По запросу",1,9025900008,24]
["2023-06-07T16:16:40.813",69392,"2ДТПL045Л-0100.100",null,"Преобразователь термоэлектрический 2ДТПL045Л-0100.100",1735,2082,"4",761,9025900008,24]
["2023-06-07T16:16:40.813",103833,"2ДТПL045Л-0100.1000",null,"Преобразователь термоэлектрический 2ДТПL045Л-0100.1000",2785,3342,"По запросу",1,9025900008,24]
["2023-06-07T16:16:40.813",65773,"2ДТПL045Л-0100.120",null,"Преобразователь термоэлектрический 2ДТПL045Л-0100.120",1735,2082,"4",712,9025900008,24]
["2023-06-07T16:16:40.813",118921,"2ДТПL045Л-0100.1250",null,"Преобразователь термоэлектрический 2ДТПL045Л-0100.1250",2785,3342,"4",153,9025900008,24]
["2023-06-07T16:16:40.813",129097,"2ДТПL045Л-0100.1500",null,"Преобразователь термоэлектрический 2ДТПL045Л-0100.1500",3770,4524,"По запросу",1,9025900008,24]
["2023-06-07T16:16:40.813",58283,"2ДТПL045Л-0100.160",null,"Преобразователь термоэлектрический 2ДТПL045Л-0100.160",1735,2082,"4",630,9025900008,24]
["2023-06-07T16:16:40.813",94208,"2ДТПL045Л-0100.1600",null,"Преобразователь термоэлектрический 2ДТПL045Л-0100.1600",3770,4524,"4",123,9025900008,24]
["2023-06-07T16:16:40.813",94438,"2ДТПL045Л-0100.2000",null,"Преобразователь термоэлектрический 2ДТПL045Л-0100.2000",3770,4524,"4",101,9025900008,24]
["2023-06-07T16:16:40.813",61737,"2ДТПL045Л-0100.320",null,"Преобразователь термоэлектрический 2ДТПL045Л-0100.320",1960,2352,"По запросу",1,9025900008,24]
["2023-06-07T16:16:40.813",58282,"2ДТПL045Л-0100.400",null,"Преобразователь термоэлектрический 2ДТПL045Л-0100.400",1960,2352,"4",374,9025900008,24]
["2023-06-07T16:16:40.813",129098,"2ДТПL045Л-0100.500",null,"Преобразователь термоэлектрический 2ДТПL045Л-0100.500",1960,2352,"4",320,9025900008,24]
["2023-06-07T16:16:40.813",66051,"2ДТПL045Л-0100.60",null,"Преобразователь термоэлектрический 2ДТПL045Л-0100.60",1735,2082,"По запросу",1,9025900008,24]
["2023-06-07T16:16:40.813",62215,"2ДТПL045Л-0100.80",null,"Преобразователь термоэлектрический 2ДТПL045Л-0100.80",1735,2082,"4",735,9025900008,24]
["2023-06-07T16:16:40.813",65659,"2ДТПL045Л-0100.800",null,"Преобразователь термоэлектрический 2ДТПL045Л-0100.800",2140,2568,"По запросу",1,9025900008,24]
["2023-06-07T16:16:40.813",90122,"2ДТПL045Л-0110.120",null,"Преобразователь термоэлектрический 2ДТПL045Л-0110.120",3025,3630,"4",22,9025900008,24]
["2023-06-07T16:16:40.813",117128,"2ДТПL045Л-0110.150",null,"Преобразователь термоэлектрический 2ДТПL045Л-0110.150",3025,3630,"4",19,9025900008,24]
["2023-06-07T16:16:40.813",79319,"2ДТПL045Л-0110.160",null,"Преобразователь термоэлектрический 2ДТПL045Л-0110.160",3025,3630,"4",22,9025900008,24]
["2023-06-07T16:16:40.813",99855,"2ДТПL045Л-0110.1600",null,"Преобразователь термоэлектрический 2ДТПL045Л-0110.1600",4840,5808,"4",3,9025900008,24]
["2023-06-07T16:16:40.813",64867,"2ДТПL045Л-0110.200",null,"Преобразователь термоэлектрический 2ДТПL045Л-0110.200",3025,3630,"4",16,9025900008,24]
["2023-06-07T16:16:40.813",90125,"2ДТПL045Л-0110.250",null,"Преобразователь термоэлектрический 2ДТПL045Л-0110.250",3120,3744,"4",14,9025900008,24]
["2023-06-07T16:16:40.813",76439,"2ДТПL045Л-0110.320",null,"Преобразователь термоэлектрический 2ДТПL045Л-0110.320",3120,3744,"4",12,9025900008,24]
["2023-06-07T16:16:40.813",103015,"2ДТПL045Л-0110.500",null,"Преобразователь термоэлектрический 2ДТПL045Л-0110.500",3120,3744,"4",9,9025900008,24]
["2023-06-07T16:16:40.813",100762,"2ДТПL045Л-0110.630",null,"Преобразователь термоэлектрический 2ДТПL045Л-0110.630",3450,4140,"4",7,9025900008,24]
["2023-06-07T16:16:40.813",86363,"2ДТПL045Л-0110.800",null,"Преобразователь термоэлектрический 2ДТПL045Л-0110.800",3450,4140,"4",6,9025900008,24]
["2023-06-07T16:16:40.813",117383,"2ДТПL045Л-0111.200",null,"Преобразователь термоэлектрический 2ДТПL045Л-0111.200",4840,5808,"4",16,9025900008,24]
["2023-06-07T16:16:40.813",136302,"2ДТПL045Л-0200.2000",null,"Преобразователь термоэлектрический 2ДТПL045Л-0200.2000",4530,5436,"4",101,9025900008,24]
["2023-06-07T16:16:40.813",94143,"2ДТПL045Л-0200.400",null,"Преобразователь термоэлектрический 2ДТПL045Л-0200.400",2350,2820,"4",1,9025900008,24]
["2023-06-07T16:16:40.813",131425,"2ДТПL045Л-0210.300",null,"Преобразователь термоэлектрический 2ДТПL045Л-0210.300",3740,4488,"По запросу",1,9025900008,24]
["2023-06-07T16:16:40.813",129894,"2ДТПL045Л-0210.400",null,"Преобразователь термоэлектрический 2ДТПL045Л-0210.400",3740,4488,"4",1,9025900008,24]
["2023-06-07T16:16:40.813",85492,"2ДТПL055Л-0100.160",null,"Преобразователь термоэлектрический 2ДТПL055Л-0100.160",1735,2082,"По запросу",1,9025900008,24]
["2023-06-07T16:16:40.813",85491,"2ДТПL055Л-0100.200",null,"Преобразователь термоэлектрический 2ДТПL055Л-0100.200",1735,2082,"4",16,9025900008,24]
["2023-06-07T16:16:40.813",64866,"2ДТПL055Л-0110.320",null,"Преобразователь термоэлектрический 2ДТПL055Л-0110.320",3120,3744,"По запросу",1,9025900008,24]
["2023-06-07T16:16:40.813",57897,"2ДТПL055Л-0200.160",null,"Преобразователь термоэлектрический 2ДТПL055Л-0200.160",2070,2484,"По запросу",1,9025900008,24]
["2023-06-07T16:16:40.813",83690,"2ДТПL064-00.200/1",null,"Преобразователь термоэлектрический 2ДТПL064-00.200/1",1515,1818,"4",700,9025900008,24]
["2023-06-07T16:16:40.813",108478,"2ДТПL064-00.80/0,2",null,"Преобразователь термоэлектрический 2ДТПL064-00.80/0,2",915,1098,"По запросу",1,9025900008,24]
["2023-06-07T16:16:40.813",93127,"2ДТПL065Л-0100.160",null,"Преобразователь термоэлектрический 2ДТПL065Л-0100.160",1735,2082,"4",712,9025900008,24]
["2023-06-07T16:16:40.813",108758,"2ДТПL065Л-0100.80",null,"Преобразователь термоэлектрический 2ДТПL065Л-0100.80",1735,2082,"4",959,9025900008,24]
["2023-06-07T16:16:40.813",69037,"2ДТПL075Л-0000.200",null,"Преобразователь термоэлектрический 2ДТПL075Л-0000.200",1735,2082,"4",700,9025900008,24]
["2023-06-07T16:16:40.813",60164,"2ДТПL075Л-0100.200",null,"Преобразователь термоэлектрический 2ДТПL075Л-0100.200",1735,2082,"По запросу",1,9025900008,24]
["2023-06-07T16:16:40.813",136301,"2ДТПL075Л-0100.2000",null,"Преобразователь термоэлектрический 2ДТПL075Л-0100.2000",3770,4524,"4",103,9025900008,24]
["2023-06-07T16:16:40.813",60234,"2ДТПL075Л-0100.250",null,"Преобразователь термоэлектрический 2ДТПL075Л-0100.250",1960,2352,"По запросу",1,9025900008,24]
["2023-06-07T16:16:40.813",74708,"2ДТПL075Л-0100.80",null,"Преобразователь термоэлектрический 2ДТПL075Л-0100.80",1735,2082,"По запросу",1,9025900008,24]
["2023-06-07T16:16:40.813",63932,"2ДТПL075Л-0100.800",null,"Преобразователь термоэлектрический 2ДТПL075Л-0100.800",2140,2568,"4",3,9025900008,24]
["2023-06-07T16:16:40.813",79320,"2ДТПL075Л-0110.160",null,"Преобразователь термоэлектрический 2ДТПL075Л-0110.160",3025,3630,"4",11,9025900008,24]
["2023-06-07T16:16:40.813",93770,"2ДТПL075Л-0110.320",null,"Преобразователь термоэлектрический 2ДТПL075Л-0110.320",3120,3744,"4",7,9025900008,24]
["2023-06-07T16:16:40.813",79321,"2ДТПL075Л-0110.400",null,"Преобразователь термоэлектрический 2ДТПL075Л-0110.400",3120,3744,"4",6,9025900008,24]
["2023-06-07T16:16:40.813",92309,"2ДТПL075Л-0110.80.G3/4",null,"Преобразователь термоэлектрический 2ДТПL075Л-0110.80.G3/4",3479,4174.8,"4",32,9025900008,24]
["2023-06-07T16:16:40.813",129596,"2ДТПL095Л-0100.160",null,"Преобразователь термоэлектрический 2ДТПL095Л-0100.160",1735,2082,"4",600,9025900008,24]
["2023-06-07T16:16:40.813",94272,"2ДТПL095Л-0100.1600",null,"Преобразователь термоэлектрический 2ДТПL095Л-0100.1600",3770,4524,"4",126,9025900008,24]
["2023-06-07T16:16:40.813",106972,"2ДТПL095Л-0100.200",null,"Преобразователь термоэлектрический 2ДТПL095Л-0100.200",1735,2082,"4",600,9025900008,24]
["2023-06-07T16:16:40.813",94273,"2ДТПL095Л-0100.2000",null,"Преобразователь термоэлектрический 2ДТПL095Л-0100.2000",3770,4524,"4",103,9025900008,24]
["2023-06-07T16:16:40.813",64828,"2ДТПL095Л-0100.400",null,"Преобразователь термоэлектрический 2ДТПL095Л-0100.400",1960,2352,"4",401,9025900008,24]
["2023-06-07T16:16:40.813",74709,"2ДТПL095Л-0100.80",null,"Преобразователь термоэлектрический 2ДТПL095Л-0100.80",1735,2082,"4",600,9025900008,24]
["2023-06-07T16:16:40.813",104714,"2ДТПL095Л-1100.630",null,"Преобразователь термоэлектрический 2ДТПL095Л-1100.630",2140,2568,"4",283,9025900008,24]
["2023-06-07T16:16:40.813",73738,"2ДТПL104-00.180/2",null,"Преобразователь термоэлектрический 2ДТПL104-00.180/2",1750,2100,"По запросу",1,9025900008,24]
["2023-06-07T16:16:40.813",62865,"2ДТПL105Л-0110.250",null,"Преобразователь термоэлектрический 2ДТПL105Л-0110.250",3120,3744,"4",20,9025900008,24]
["2023-06-07T16:16:40.813",67852,"2ДТПL105Л-1110.60",null,"Преобразователь термоэлектрический 2ДТПL105Л-1110.60",3025,3630,"По запросу",1,9025900008,24]
["2023-06-07T16:16:40.813",94493,"2ДТПL114-00.320/1",null,"Преобразователь термоэлектрический 2ДТПL114-00.320/1",1340,1608,"4",483,9025900008,24]
["2023-06-07T16:16:40.813",87418,"2ДТПL134-00.200/3",null,"Преобразователь термоэлектрический 2ДТПL134-00.200/3",2715,3258,"4",303,9025900008,24]
["2023-06-07T16:16:40.813",71085,"2ДТПL134-00.32/1,5",null,"Преобразователь термоэлектрический 2ДТПL134-00.32/1,5",1815,2178,"По запросу",1,9025900008,24]
["2023-06-07T16:16:40.813",59808,"2ДТПL215Л-0100.160",null,"Преобразователь термоэлектрический 2ДТПL215Л-0100.160",1735,2082,"По запросу",1,9025900008,24]
["2023-06-07T16:16:40.813",59807,"2ДТПL215Л-0100.250",null,"Преобразователь термоэлектрический 2ДТПL215Л-0100.250",1960,2352,"По запросу",1,9025900008,24]
["2023-06-07T16:16:40.813",100786,"2ДТПК045Л-0100.800",null,"Преобразователь термоэлектрический 2ДТПК045Л-0100.800",2140,2568,"4",6,9025900008,24]
["2023-06-07T16:16:40.813",98340,"2ДТПК045Л-0211.120",null,"Преобразователь термоэлектрический 2ДТПК045Л-0211.120",5795,6954,"4",1,9025900008,24]
["2023-06-07T16:16:40.813",71971,"2ДТПК045Л-0211.630",null,"Преобразователь термоэлектрический 2ДТПК045Л-0211.630",6190,7428,"4",1,9025900008,24]
["2023-06-07T16:16:40.813",39894,"ДТПL011-0,3/0,2",null,"Преобразователь термоэлектрический ДТПL011-0,3/0,2",275,330,"4",1,9025900008,24]
["2023-06-07T16:16:40.813",116969,"ДТПL011-0,3/0,5",null,"Преобразователь термоэлектрический ДТПL011-0,3/0,5",365,438,"4",1,9025900008,24]
["2023-06-07T16:16:40.813",116169,"ДТПL011-0,3/1,0",null,"Преобразователь термоэлектрический ДТПL011-0,3/1,0",515,618,"4",1,9025900008,24]
["2023-06-07T16:16:40.813",17595,"ДТПL011-0,3/1,5",null,"Преобразователь термоэлектрический ДТПL011-0,3/1,5",665,798,"4",1,9025900008,24]
["2023-06-07T16:16:40.813",124941,"ДТПL011-0,3/1,7",null,"Преобразователь термоэлектрический ДТПL011-0,3/1,7",725,870,"4",1,9025900008,24]
["2023-06-07T16:16:40.813",126388,"ДТПL011-0,3/10",null,"Преобразователь термоэлектрический ДТПL011-0,3/10",3215,3858,"4",1,9025900008,24]
["2023-06-07T16:16:40.813",117395,"ДТПL011-0,3/2",null,"Преобразователь термоэлектрический ДТПL011-0,3/2",815,978,"4",1,9025900008,24]
["2023-06-07T16:16:40.813",52943,"ДТПL011-0,3/3",null,"Преобразователь термоэлектрический ДТПL011-0,3/3",1115,1338,"4",1,9025900008,24]
["2023-06-07T16:16:40.813",21110,"ДТПL011-0,3/35",null,"Преобразователь термоэлектрический ДТПL011-0,3/35",10715,12858,"По запросу",1,9025900008,0]
["2023-06-07T16:16:40.813",21969,"ДТПL011-0,3/4,5",null,"Преобразователь термоэлектрический ДТПL011-0,3/4,5",1565,1878,"По запросу",1,9025900008,24]
["2023-06-07T16:16:40.813",42438,"ДТПL011-0,3/5",null,"Преобразователь термоэлектрический ДТПL011-0,3/5",1715,2058,"4",1,9025900008,24]
["2023-06-07T16:16:40.813",21968,"ДТПL011-0,3/5,5",null,"Преобразователь термоэлектрический ДТПL011-0,3/5,5",1865,2238,"По запросу",1,9025900008,24]
["2023-06-07T16:16:40.813",21967,"ДТПL011-0,3/6,5",null,"Преобразователь термоэлектрический ДТПL011-0,3/6,5",2165,2598,"По запросу",1,9025900008,24]
["2023-06-07T16:16:40.813",133795,"ДТПL011-0,3/7",null,"Преобразователь термоэлектрический ДТПL011-0,3/7",2315,2778,"4",1,9025900008,24]
["2023-06-07T16:16:40.813",21966,"ДТПL011-0,3/7,5",null,"Преобразователь термоэлектрический ДТПL011-0,3/7,5",2465,2958,"По запросу",1,9025900008,24]
["2023-06-07T16:16:40.813",21349,"ДТПL011-0,5/0,2",null,"Преобразователь термоэлектрический ДТПL011-0,5/0,2",275,330,"4",1000,9025900008,24]
["2023-06-07T16:16:40.813",48976,"ДТПL011-0,5/0,25",null,"Преобразователь термоэлектрический ДТПL011-0,5/0,25",290,348,"4",1000,9025900008,24]
["2023-06-07T16:16:40.813",42367,"ДТПL011-0,5/0,3",null,"Преобразователь термоэлектрический ДТПL011-0,5/0,3",305,366,"4",1000,9025900008,24]
["2023-06-07T16:16:40.813",48977,"ДТПL011-0,5/0,35",null,"Преобразователь термоэлектрический ДТПL011-0,5/0,35",320,384,"4",1000,9025900008,24]
["2023-06-07T16:16:40.813",42807,"ДТПL011-0,5/0,4",null,"Преобразователь термоэлектрический ДТПL011-0,5/0,4",335,402,"4",1000,9025900008,24]
["2023-06-07T16:16:40.813",11561,"ДТПL011-0,5/0,5",null,"Преобразователь термоэлектрический ДТПL011-0,5/0,5",365,438,"4",1000,9025900008,24]
["2023-06-07T16:16:40.813",40417,"ДТПL011-0,5/0,6",null,"Преобразователь термоэлектрический ДТПL011-0,5/0,6",395,474,"4",1000,9025900008,24]
["2023-06-07T16:16:40.813",81268,"ДТПL011-0,5/0,7",null,"Преобразователь термоэлектрический ДТПL011-0,5/0,7",425,510,"4",1000,9025900008,24]
["2023-06-07T16:16:40.813",46452,"ДТПL011-0,5/0,8",null,"Преобразователь термоэлектрический ДТПL011-0,5/0,8",455,546,"4",1000,9025900008,24]
["2023-06-07T16:16:40.813",10425,"ДТПL011-0,5/1",null,"Преобразователь термоэлектрический ДТПL011-0,5/1",515,618,"4",1000,9025900008,24]
["2023-06-07T16:16:40.813",48459,"ДТПL011-0,5/1,2",null,"Преобразователь термоэлектрический ДТПL011-0,5/1,2",575,690,"4",1000,9025900008,24]
["2023-06-07T16:16:40.813",8434,"ДТПL011-0,5/1,5",null,"Преобразователь термоэлектрический ДТПL011-0,5/1,5",665,798,"4",1000,9025900008,24]
["2023-06-07T16:16:40.813",125555,"ДТПL011-0,5/1,8",null,"Преобразователь термоэлектрический ДТПL011-0,5/1,8",755,906,"4",1000,9025900008,24]
["2023-06-07T16:16:40.813",8085,"ДТПL011-0,5/10",null,"Преобразователь термоэлектрический ДТПL011-0,5/10",3215,3858,"4",200,9025900008,24]
["2023-06-07T16:16:40.813",68735,"ДТПL011-0,5/11",null,"Преобразователь термоэлектрический ДТПL011-0,5/11",3515,4218,"4",181,9025900008,24]
["2023-06-07T16:16:40.813",9017,"ДТПL011-0,5/12",null,"Преобразователь термоэлектрический ДТПL011-0,5/12",3815,4578,"4",166,9025900008,24]
["2023-06-07T16:16:40.813",46685,"ДТПL011-0,5/12,5",null,"Преобразователь термоэлектрический ДТПL011-0,5/12,5",3965,4758,"По запросу",1,9025900008,24]
["2023-06-07T16:16:40.813",63101,"ДТПL011-0,5/13",null,"Преобразователь термоэлектрический ДТПL011-0,5/13",4115,4938,"По запросу",1,9025900008,24]
["2023-06-07T16:16:40.813",8627,"ДТПL011-0,5/14",null,"Преобразователь термоэлектрический ДТПL011-0,5/14",4415,5298,"4",1,9025900008,24]
["2023-06-07T16:16:40.813",7958,"ДТПL011-0,5/15",null,"Преобразователь термоэлектрический ДТПL011-0,5/15",4715,5658,"4",133,9025900008,24]
["2023-06-07T16:16:40.813",73984,"ДТПL011-0,5/16",null,"Преобразователь термоэлектрический ДТПL011-0,5/16",5015,6018,"4",1,9025900008,24]
["2023-06-07T16:16:40.813",35491,"ДТПL011-0,5/18",null,"Преобразователь термоэлектрический ДТПL011-0,5/18",5615,6738,"4",111,9025900008,24]
["2023-06-07T16:16:40.813",8126,"ДТПL011-0,5/2",null,"Преобразователь термоэлектрический ДТПL011-0,5/2",815,978,"4",990,9025900008,24]
["2023-06-07T16:16:40.813",8048,"ДТПL011-0,5/2,5",null,"Преобразователь термоэлектрический ДТПL011-0,5/2,5",965,1158,"4",794,9025900008,24]
["2023-06-07T16:16:40.813",125554,"ДТПL011-0,5/2,6",null,"Преобразователь термоэлектрический ДТПL011-0,5/2,6",995,1194,"4",763,9025900008,24]
["2023-06-07T16:16:40.813",125553,"ДТПL011-0,5/2,8",null,"Преобразователь термоэлектрический ДТПL011-0,5/2,8",1055,1266,"4",709,9025900008,24]
["2023-06-07T16:16:40.813",7523,"ДТПL011-0,5/20",null,"Преобразователь термоэлектрический ДТПL011-0,5/20",6215,7458,"4",100,9025900008,24]
["2023-06-07T16:16:40.813",41920,"ДТПL011-0,5/25",null,"Преобразователь термоэлектрический ДТПL011-0,5/25",7715,9258,"4",80,9025900008,24]
["2023-06-07T16:16:40.813",76232,"ДТПL011-0,5/26",null,"Преобразователь термоэлектрический ДТПL011-0,5/26",8015,9618,"По запросу",1,9025900008,0]
["2023-06-07T16:16:40.813",7986,"ДТПL011-0,5/3",null,"Преобразователь термоэлектрический ДТПL011-0,5/3",1115,1338,"4",662,9025900008,24]
["2023-06-07T16:16:40.813",15989,"ДТПL011-0,5/3,5",null,"Преобразователь термоэлектрический ДТПL011-0,5/3,5",1265,1518,"4",568,9025900008,24]
["2023-06-07T16:16:40.813",125896,"ДТПL011-0,5/3,7",null,"Преобразователь термоэлектрический ДТПL011-0,5/3,7",1325,1590,"По запросу",1,9025900008,24]
["2023-06-07T16:16:40.813",9414,"ДТПL011-0,5/30",null,"Преобразователь термоэлектрический ДТПL011-0,5/30",9215,11058,"4",67,9025900008,24]
["2023-06-07T16:16:40.813",30319,"ДТПL011-0,5/31",null,"Преобразователь термоэлектрический ДТПL011-0,5/31",9515,11418,"4",64,9025900008,0]
["2023-06-07T16:16:40.813",15231,"ДТПL011-0,5/35",null,"Преобразователь термоэлектрический ДТПL011-0,5/35",10715,12858,"По запросу",1,9025900008,0]
["2023-06-07T16:16:40.813",7964,"ДТПL011-0,5/4",null,"Преобразователь термоэлектрический ДТПL011-0,5/4",1415,1698,"4",498,9025900008,24]
["2023-06-07T16:16:40.813",125552,"ДТПL011-0,5/4,3",null,"Преобразователь термоэлектрический ДТПL011-0,5/4,3",1505,1806,"4",463,9025900008,24]
["2023-06-07T16:16:40.813",41530,"ДТПL011-0,5/4,5",null,"Преобразователь термоэлектрический ДТПL011-0,5/4,5",1565,1878,"4",442,9025900008,24]
["2023-06-07T16:16:40.813",126049,"ДТПL011-0,5/4,8",null,"Преобразователь термоэлектрический ДТПL011-0,5/4,8",1655,1986,"4",415,9025900008,24]
["2023-06-07T16:16:40.813",16968,"ДТПL011-0,5/45",null,"Преобразователь термоэлектрический ДТПL011-0,5/45",13715,16458,"По запросу",1,9025900008,0]
["2023-06-07T16:16:40.813",8435,"ДТПL011-0,5/5",null,"Преобразователь термоэлектрический ДТПL011-0,5/5",1715,2058,"4",398,9025900008,24]
["2023-06-07T16:16:40.813",11627,"ДТПL011-0,5/5,5",null,"Преобразователь термоэлектрический ДТПL011-0,5/5,5",1865,2238,"4",362,9025900008,24]
["2023-06-07T16:16:40.813",11126,"ДТПL011-0,5/50",null,"Преобразователь термоэлектрический ДТПL011-0,5/50",15215,18258,"По запросу",1,9025900008,0]
["2023-06-07T16:16:40.813",31502,"ДТПL011-0,5/52",null,"Преобразователь термоэлектрический ДТПL011-0,5/52",15815,18978,"По запросу",1,9025900008,0]
["2023-06-07T16:16:40.813",105245,"ДТПL011-0,5/56",null,"Преобразователь термоэлектрический ДТПL011-0,5/56",17015,20418,"По запросу",1,9025900008,24]
["2023-06-07T16:16:40.813",8135,"ДТПL011-0,5/6",null,"Преобразователь термоэлектрический ДТПL011-0,5/6",2015,2418,"4",332,9025900008,24]
["2023-06-07T16:16:40.813",11280,"ДТПL011-0,5/7",null,"Преобразователь термоэлектрический ДТПL011-0,5/7",2315,2778,"4",285,9025900008,24]
["2023-06-07T16:16:40.813",9185,"ДТПL011-0,5/7,5",null,"Преобразователь термоэлектрический ДТПL011-0,5/7,5",2465,2958,"По запросу",1,9025900008,24]
["2023-06-07T16:16:40.813",9538,"ДТПL011-0,5/8",null,"Преобразователь термоэлектрический ДТПL011-0,5/8",2615,3138,"4",249,9025900008,24]
["2023-06-07T16:16:40.813",31873,"ДТПL011-0,5/9",null,"Преобразователь термоэлектрический ДТПL011-0,5/9",2915,3498,"4",222,9025900008,24]
["2023-06-07T16:16:40.813",77374,"ДТПL011-0,7/0,16",null,"Преобразователь термоэлектрический ДТПL011-0,7/0,16",271,325.2,"4",1000,9025900008,24]
["2023-06-07T16:16:40.813",31200,"ДТПL011-0,7/0,2",null,"Преобразователь термоэлектрический ДТПL011-0,7/0,2",285,342,"4",1000,9025900008,24]
["2023-06-07T16:16:40.813",32276,"ДТПL011-0,7/0,25",null,"Преобразователь термоэлектрический ДТПL011-0,7/0,25",303,363.6,"По запросу",1,9025900008,24]
["2023-06-07T16:16:40.813",57357,"ДТПL011-0,7/0,3",null,"Преобразователь термоэлектрический ДТПL011-0,7/0,3",320,384,"4",1000,9025900008,24]
["2023-06-07T16:16:40.813",32275,"ДТПL011-0,7/0,4",null,"Преобразователь термоэлектрический ДТПL011-0,7/0,4",355,426,"4",1000,9025900008,24]
["2023-06-07T16:16:40.813",8191,"ДТПL011-0,7/0,5",null,"Преобразователь термоэлектрический ДТПL011-0,7/0,5",390,468,"4",1000,9025900008,24]
["2023-06-07T16:16:40.813",31430,"ДТПL011-0,7/0,6",null,"Преобразователь термоэлектрический ДТПL011-0,7/0,6",425,510,"4",907,9025900008,24]
["2023-06-07T16:16:40.813",62169,"ДТПL011-0,7/0,7",null,"Преобразователь термоэлектрический ДТПL011-0,7/0,7",460,552,"4",781,9025900008,24]
["2023-06-07T16:16:40.813",58879,"ДТПL011-0,7/0,8",null,"Преобразователь термоэлектрический ДТПL011-0,7/0,8",495,594,"4",1,9025900008,24]
["2023-06-07T16:16:40.813",8730,"ДТПL011-0,7/1",null,"Преобразователь термоэлектрический ДТПL011-0,7/1",565,678,"4",551,9025900008,24]
["2023-06-07T16:16:40.813",15749,"ДТПL011-0,7/1,2",null,"Преобразователь термоэлектрический ДТПL011-0,7/1,2",635,762,"4",461,9025900008,24]
["2023-06-07T16:16:40.813",8153,"ДТПL011-0,7/1,5",null,"Преобразователь термоэлектрический ДТПL011-0,7/1,5",740,888,"4",370,9025900008,24]
["2023-06-07T16:16:40.813",50229,"ДТПL011-0,7/1,6",null,"Преобразователь термоэлектрический ДТПL011-0,7/1,6",775,930,"По запросу",1,9025900008,24]
["2023-06-07T16:16:40.813",114838,"ДТПL011-0,7/1,9",null,"Преобразователь термоэлектрический ДТПL011-0,7/1,9",880,1056,"4",293,9025900008,24]
["2023-06-07T16:16:40.813",8287,"ДТПL011-0,7/10",null,"Преобразователь термоэлектрический ДТПL011-0,7/10",3715,4458,"4",56,9025900008,24]
["2023-06-07T16:16:40.813",10194,"ДТПL011-0,7/11",null,"Преобразователь термоэлектрический ДТПL011-0,7/11",4065,4878,"4",51,9025900008,24]
["2023-06-07T16:16:40.813",20788,"ДТПL011-0,7/12",null,"Преобразователь термоэлектрический ДТПL011-0,7/12",4415,5298,"4",47,9025900008,24]
["2023-06-07T16:16:40.813",95104,"ДТПL011-0,7/13",null,"Преобразователь термоэлектрический ДТПL011-0,7/13",4765,5718,"4",43,9025900008,24]
["2023-06-07T16:16:40.813",10193,"ДТПL011-0,7/14",null,"Преобразователь термоэлектрический ДТПL011-0,7/14",5115,6138,"4",40,9025900008,24]
["2023-06-07T16:16:40.813",9955,"ДТПL011-0,7/14,5",null,"Преобразователь термоэлектрический ДТПL011-0,7/14,5",5290,6348,"По запросу",1,9025900008,24]
["2023-06-07T16:16:40.813",8564,"ДТПL011-0,7/15",null,"Преобразователь термоэлектрический ДТПL011-0,7/15",5465,6558,"4",37,9025900008,24]
["2023-06-07T16:16:40.813",9954,"ДТПL011-0,7/16,5",null,"Преобразователь термоэлектрический ДТПL011-0,7/16,5",5990,7188,"По запросу",1,9025900008,24]
["2023-06-07T16:16:40.813",9177,"ДТПL011-0,7/17",null,"Преобразователь термоэлектрический ДТПL011-0,7/17",6165,7398,"По запросу",1,9025900008,24]
["2023-06-07T16:16:40.813",9953,"ДТПL011-0,7/18",null,"Преобразователь термоэлектрический ДТПL011-0,7/18",6515,7818,"4",31,9025900008,24]
["2023-06-07T16:16:40.813",53604,"ДТПL011-0,7/19",null,"Преобразователь термоэлектрический ДТПL011-0,7/19",6865,8238,"По запросу",1,9025900008,24]
["2023-06-07T16:16:40.813",8147,"ДТПL011-0,7/2",null,"Преобразователь термоэлектрический ДТПL011-0,7/2",915,1098,"4",278,9025900008,24]
["2023-06-07T16:16:40.813",109831,"ДТПL011-0,7/2,2",null,"Преобразователь термоэлектрический ДТПL011-0,7/2,2",985,1182,"4",253,9025900008,24]
["2023-06-07T16:16:40.813",109832,"ДТПL011-0,7/2,4",null,"Преобразователь термоэлектрический ДТПL011-0,7/2,4",1055,1266,"4",232,9025900008,24]
["2023-06-07T16:16:40.813",8152,"ДТПL011-0,7/2,5",null,"Преобразователь термоэлектрический ДТПL011-0,7/2,5",1090,1308,"4",223,9025900008,24]
["2023-06-07T16:16:40.813",109833,"ДТПL011-0,7/2,9",null,"Преобразователь термоэлектрический ДТПL011-0,7/2,9",1230,1476,"4",193,9025900008,24]
["2023-06-07T16:16:40.813",8687,"ДТПL011-0,7/20",null,"Преобразователь термоэлектрический ДТПL011-0,7/20",7215,8658,"4",28,9025900008,24]
["2023-06-07T16:16:40.813",36066,"ДТПL011-0,7/24",null,"Преобразователь термоэлектрический ДТПL011-0,7/24",8615,10338,"По запросу",1,9025900008,0]
["2023-06-07T16:16:40.813",8503,"ДТПL011-0,7/3",null,"Преобразователь термоэлектрический ДТПL011-0,7/3",1265,1518,"4",186,9025900008,24]
["2023-06-07T16:16:40.813",15137,"ДТПL011-0,7/3,5",null,"Преобразователь термоэлектрический ДТПL011-0,7/3,5",1440,1728,"4",160,9025900008,24]
["2023-06-07T16:16:40.813",109834,"ДТПL011-0,7/3,7",null,"Преобразователь термоэлектрический ДТПL011-0,7/3,7",1510,1812,"4",151,9025900008,24]
["2023-06-07T16:16:40.813",9686,"ДТПL011-0,7/30",null,"Преобразователь термоэлектрический ДТПL011-0,7/30",10715,12858,"По запросу",1,9025900008,0]
["2023-06-07T16:16:40.813",43696,"ДТПL011-0,7/31",null,"Преобразователь термоэлектрический ДТПL011-0,7/31",11065,13278,"По запросу",1,9025900008,0]
["2023-06-07T16:16:40.813",9656,"ДТПL011-0,7/4",null,"Преобразователь термоэлектрический ДТПL011-0,7/4",1615,1938,"4",140,9025900008,24]
["2023-06-07T16:16:40.813",114839,"ДТПL011-0,7/4,2",null,"Преобразователь термоэлектрический ДТПL011-0,7/4,2",1685,2022,"4",133,9025900008,24]
["2023-06-07T16:16:40.813",109835,"ДТПL011-0,7/4,3",null,"Преобразователь термоэлектрический ДТПL011-0,7/4,3",1720,2064,"4",130,9025900008,24]
["2023-06-07T16:16:40.813",8339,"ДТПL011-0,7/5",null,"Преобразователь термоэлектрический ДТПL011-0,7/5",1965,2358,"4",112,9025900008,24]
["2023-06-07T16:16:40.813",9948,"ДТПL011-0,7/5,5",null,"Преобразователь термоэлектрический ДТПL011-0,7/5,5",2140,2568,"По запросу",1,9025900008,24]
["2023-06-07T16:16:40.813",9423,"ДТПL011-0,7/50",null,"Преобразователь термоэлектрический ДТПL011-0,7/50",17715,21258,"По запросу",1,9025900008,0]
["2023-06-07T16:16:40.813",30707,"ДТПL011-0,7/6",null,"Преобразователь термоэлектрический ДТПL011-0,7/6",2315,2778,"4",93,9025900008,24]
["2023-06-07T16:16:40.813",9949,"ДТПL011-0,7/6,5",null,"Преобразователь термоэлектрический ДТПL011-0,7/6,5",2490,2988,"По запросу",1,9025900008,24]
["2023-06-07T16:16:40.813",10195,"ДТПL011-0,7/7",null,"Преобразователь термоэлектрический ДТПL011-0,7/7",2665,3198,"4",80,9025900008,24]
["2023-06-07T16:16:40.813",9950,"ДТПL011-0,7/7,5",null,"Преобразователь термоэлектрический ДТПL011-0,7/7,5",2840,3408,"По запросу",1,9025900008,24]
["2023-06-07T16:16:40.813",9951,"ДТПL011-0,7/8",null,"Преобразователь термоэлектрический ДТПL011-0,7/8",3015,3618,"4",563,9025900008,24]
["2023-06-07T16:16:40.813",9952,"ДТПL011-0,7/9",null,"Преобразователь термоэлектрический ДТПL011-0,7/9",3365,4038,"4",62,9025900008,24]
["2023-06-07T16:16:40.813",31201,"ДТПL011-1,2/0,2",null,"Преобразователь термоэлектрический ДТПL011-1,2/0,2",305,366,"4",568,9025900008,24]
["2023-06-07T16:16:40.813",62199,"ДТПL011-1,2/0,3",null,"Преобразователь термоэлектрический ДТПL011-1,2/0,3",350,420,"4",391,9025900008,24]
["2023-06-07T16:16:40.813",9902,"ДТПL011-1,2/0,5",null,"Преобразователь термоэлектрический ДТПL011-1,2/0,5",440,528,"4",240,9025900008,24]
["2023-06-07T16:16:40.813",31429,"ДТПL011-1,2/0,6",null,"Преобразователь термоэлектрический ДТПL011-1,2/0,6",485,582,"4",202,9025900008,24]
["2023-06-07T16:16:40.813",10402,"ДТПL011-1,2/1",null,"Преобразователь термоэлектрический ДТПL011-1,2/1",665,798,"4",123,9025900008,24]
["2023-06-07T16:16:40.813",131138,"ДТПL011-1,2/1,2",null,"Преобразователь термоэлектрический ДТПL011-1,2/1,2",755,906,"4",102,9025900008,24]
["2023-06-07T16:16:40.813",8974,"ДТПL011-1,2/1,5",null,"Преобразователь термоэлектрический ДТПL011-1,2/1,5",890,1068,"4",82,9025900008,24]
["2023-06-07T16:16:40.813",9737,"ДТПL011-1,2/10",null,"Преобразователь термоэлектрический ДТПL011-1,2/10",4715,5658,"4",12,9025900008,24]
["2023-06-07T16:16:40.813",16047,"ДТПL011-1,2/12",null,"Преобразователь термоэлектрический ДТПL011-1,2/12",5615,6738,"По запросу",1,9025900008,24]
["2023-06-07T16:16:40.813",16664,"ДТПL011-1,2/15",null,"Преобразователь термоэлектрический ДТПL011-1,2/15",6965,8358,"4",8,9025900008,24]
["2023-06-07T16:16:40.813",16364,"ДТПL011-1,2/2",null,"Преобразователь термоэлектрический ДТПL011-1,2/2",1115,1338,"4",62,9025900008,24]
["2023-06-07T16:16:40.813",31573,"ДТПL011-1,2/2,3",null,"Преобразователь термоэлектрический ДТПL011-1,2/2,3",1250,1500,"По запросу",1,9025900008,24]
["2023-06-07T16:16:40.813",61704,"ДТПL011-1,2/2,5",null,"Преобразователь термоэлектрический ДТПL011-1,2/2,5",1340,1608,"4",50,9025900008,24]
["2023-06-07T16:16:40.813",16046,"ДТПL011-1,2/20",null,"Преобразователь термоэлектрический ДТПL011-1,2/20",9215,11058,"4",1,9025900008,24]
["2023-06-07T16:16:40.813",10039,"ДТПL011-1,2/3",null,"Преобразователь термоэлектрический ДТПL011-1,2/3",1565,1878,"4",41,9025900008,24]
["2023-06-07T16:16:40.813",126893,"ДТПL011-1,2/3,5",null,"Преобразователь термоэлектрический ДТПL011-1,2/3,5",1790,2148,"4",36,9025900008,24]
["2023-06-07T16:16:40.813",46793,"ДТПL011-1,2/30",null,"Преобразователь термоэлектрический ДТПL011-1,2/30",13715,16458,"По запросу",1,9025900008,0]
["2023-06-07T16:16:40.813",50598,"ДТПL011-1,2/4",null,"Преобразователь термоэлектрический ДТПL011-1,2/4",2015,2418,"4",31,9025900008,24]
["2023-06-07T16:16:40.813",89982,"ДТПL011-1,2/4,5",null,"Преобразователь термоэлектрический ДТПL011-1,2/4,5",2240,2688,"4",28,9025900008,24]
["2023-06-07T16:16:40.813",11554,"ДТПL011-1,2/5",null,"Преобразователь термоэлектрический ДТПL011-1,2/5",2465,2958,"4",25,9025900008,24]
["2023-06-07T16:16:40.813",38835,"ДТПL011-1,2/50",null,"Преобразователь термоэлектрический ДТПL011-1,2/50",22715,27258,"По запросу",1,9025900008,0]
["2023-06-07T16:16:40.813",103213,"ДТПL011-1,2/6",null,"Преобразователь термоэлектрический ДТПL011-1,2/6",2915,3498,"4",21,9025900008,24]
["2023-06-07T16:16:40.813",56752,"ДТПL011-1,2/7",null,"Преобразователь термоэлектрический ДТПL011-1,2/7",3365,4038,"4",18,9025900008,24]
["2023-06-07T16:16:40.813",19675,"ДТПL011-1,2/8",null,"Преобразователь термоэлектрический ДТПL011-1,2/8",3815,4578,"4",16,9025900008,24]
["2023-06-07T16:16:40.813",90164,"ДТПL011Э-0,5/1,5",null,"Преобразователь термоэлектрический ДТПL011Э-0,5/1,5",665,798,"4",659,9025900008,24]
["2023-06-07T16:16:40.813",98665,"ДТПL014-00.25/0,2",null,"Преобразователь термоэлектрический ДТПL014-00.25/0,2",550,660,"4",966,9025900008,0]
["2023-06-07T16:16:40.813",98663,"ДТПL014-00.25/0,3",null,"Преобразователь термоэлектрический ДТПL014-00.25/0,3",640,768,"4",966,9025900008,0]
["2023-06-07T16:16:40.813",98662,"ДТПL014-00.25/0,4",null,"Преобразователь термоэлектрический ДТПL014-00.25/0,4",670,804,"4",966,9025900008,0]
["2023-06-07T16:16:40.813",98661,"ДТПL014-00.25/0,5",null,"Преобразователь термоэлектрический ДТПL014-00.25/0,5",700,840,"4",966,9025900008,0]
["2023-06-07T16:16:40.813",98660,"ДТПL014-00.25/0,6",null,"Преобразователь термоэлектрический ДТПL014-00.25/0,6",730,876,"4",966,9025900008,0]
["2023-06-07T16:16:40.813",98659,"ДТПL014-00.25/0,7",null,"Преобразователь термоэлектрический ДТПL014-00.25/0,7",760,912,"4",966,9025900008,0]
["2023-06-07T16:16:40.813",98658,"ДТПL014-00.25/0,8",null,"Преобразователь термоэлектрический ДТПL014-00.25/0,8",790,948,"4",966,9025900008,0]
["2023-06-07T16:16:40.813",99743,"ДТПL014-00.25/0,9",null,"Преобразователь термоэлектрический ДТПL014-00.25/0,9",820,984,"4",966,9025900008,0]
["2023-06-07T16:16:40.813",98656,"ДТПL014-00.25/1",null,"Преобразователь термоэлектрический ДТПL014-00.25/1",850,1020,"4",966,9025900008,0]
["2023-06-07T16:16:40.813",98655,"ДТПL014-00.25/1,2",null,"Преобразователь термоэлектрический ДТПL014-00.25/1,2",910,1092,"4",966,9025900008,0]
["2023-06-07T16:16:40.813",98654,"ДТПL014-00.25/1,3",null,"Преобразователь термоэлектрический ДТПL014-00.25/1,3",940,1128,"4",966,9025900008,0]
["2023-06-07T16:16:40.813",98653,"ДТПL014-00.25/1,4",null,"Преобразователь термоэлектрический ДТПL014-00.25/1,4",970,1164,"4",966,9025900008,0]
["2023-06-07T16:16:40.813",98652,"ДТПL014-00.25/1,5",null,"Преобразователь термоэлектрический ДТПL014-00.25/1,5",1000,1200,"4",966,9025900008,0]
["2023-06-07T16:16:40.813",98650,"ДТПL014-00.25/1,6",null,"Преобразователь термоэлектрический ДТПL014-00.25/1,6",1030,1236,"4",966,9025900008,0]
["2023-06-07T16:16:40.813",98649,"ДТПL014-00.25/1,9",null,"Преобразователь термоэлектрический ДТПL014-00.25/1,9",1120,1344,"4",966,9025900008,0]
["2023-06-07T16:16:40.813",98648,"ДТПL014-00.25/10",null,"Преобразователь термоэлектрический ДТПL014-00.25/10",3550,4260,"4",199,9025900008,0]
["2023-06-07T16:16:40.813",98647,"ДТПL014-00.25/11",null,"Преобразователь термоэлектрический ДТПL014-00.25/11",3850,4620,"По запросу",1,9025900008,0]
["2023-06-07T16:16:40.813",98646,"ДТПL014-00.25/12",null,"Преобразователь термоэлектрический ДТПL014-00.25/12",4150,4980,"4",166,9025900008,0]
["2023-06-07T16:16:40.813",98645,"ДТПL014-00.25/13",null,"Преобразователь термоэлектрический ДТПL014-00.25/13",4450,5340,"По запросу",153,9025900008,0]
["2023-06-07T16:16:40.813",98644,"ДТПL014-00.25/15",null,"Преобразователь термоэлектрический ДТПL014-00.25/15",5050,6060,"4",133,9025900008,0]
["2023-06-07T16:16:40.813",98643,"ДТПL014-00.25/16",null,"Преобразователь термоэлектрический ДТПL014-00.25/16",5350,6420,"По запросу",1,9025900008,0]
["2023-06-07T16:16:40.813",98642,"ДТПL014-00.25/18",null,"Преобразователь термоэлектрический ДТПL014-00.25/18",5950,7140,"По запросу",1,9025900008,0]
["2023-06-07T16:16:40.813",98641,"ДТПL014-00.25/2",null,"Преобразователь термоэлектрический ДТПL014-00.25/2",1150,1380,"4",966,9025900008,0]
["2023-06-07T16:16:40.813",98640,"ДТПL014-00.25/2,5",null,"Преобразователь термоэлектрический ДТПL014-00.25/2,5",1300,1560,"4",787,9025900008,0]
["2023-06-07T16:16:40.813",98637,"ДТПL014-00.25/20",null,"Преобразователь термоэлектрический ДТПL014-00.25/20",6550,7860,"4",100,9025900008,0]
["2023-06-07T16:16:40.813",98636,"ДТПL014-00.25/3",null,"Преобразователь термоэлектрический ДТПL014-00.25/3",1450,1740,"4",658,9025900008,0]
["2023-06-07T16:16:40.813",98635,"ДТПL014-00.25/3,5",null,"Преобразователь термоэлектрический ДТПL014-00.25/3,5",1600,1920,"4",565,9025900008,0]
["2023-06-07T16:16:40.813",98633,"ДТПL014-00.25/4",null,"Преобразователь термоэлектрический ДТПL014-00.25/4",1750,2100,"4",495,9025900008,0]
["2023-06-07T16:16:40.813",98632,"ДТПL014-00.25/4,5",null,"Преобразователь термоэлектрический ДТПL014-00.25/4,5",1900,2280,"По запросу",1,9025900008,0]
["2023-06-07T16:16:40.813",98631,"ДТПL014-00.25/5",null,"Преобразователь термоэлектрический ДТПL014-00.25/5",2050,2460,"4",397,9025900008,0]
["2023-06-07T16:16:40.813",98630,"ДТПL014-00.25/5,5",null,"Преобразователь термоэлектрический ДТПL014-00.25/5,5",2200,2640,"4",361,9025900008,0]
["2023-06-07T16:16:40.813",98628,"ДТПL014-00.25/6",null,"Преобразователь термоэлектрический ДТПL014-00.25/6",2350,2820,"4",331,9025900008,0]
["2023-06-07T16:16:40.813",98627,"ДТПL014-00.25/7",null,"Преобразователь термоэлектрический ДТПL014-00.25/7",2650,3180,"4",284,9025900008,0]
["2023-06-07T16:16:40.813",98626,"ДТПL014-00.25/8",null,"Преобразователь термоэлектрический ДТПL014-00.25/8",2950,3540,"4",249,9025900008,0]
["2023-06-07T16:16:40.813",98625,"ДТПL014-00.25/9",null,"Преобразователь термоэлектрический ДТПL014-00.25/9",3250,3900,"По запросу",1,9025900008,0]
["2023-06-07T16:16:40.813",123718,"ДТПL014-01.25/0,2",null,"Преобразователь термоэлектрический ДТПL014-01.25/0,2",550,660,"4",966,9025900008,24]
["2023-06-07T16:16:40.813",136247,"ДТПL014-01.25/2",null,"Преобразователь термоэлектрический ДТПL014-01.25/2",1250,1500,"4",966,9025900008,24]
["2023-06-07T16:16:40.813",98624,"ДТПL014-10.25/0,2",null,"Преобразователь термоэлектрический ДТПL014-10.25/0,2",550,660,"4",1000,9025900008,0]
["2023-06-07T16:16:40.813",98623,"ДТПL014-10.25/0,4",null,"Преобразователь термоэлектрический ДТПL014-10.25/0,4",670,804,"4",1000,9025900008,0]
["2023-06-07T16:16:40.813",98622,"ДТПL014-10.25/0,5",null,"Преобразователь термоэлектрический ДТПL014-10.25/0,5",700,840,"4",1000,9025900008,0]
["2023-06-07T16:16:40.813",103668,"ДТПL014-10.25/0,8",null,"Преобразователь термоэлектрический ДТПL014-10.25/0,8",790,948,"4",1000,9025900008,24]
["2023-06-07T16:16:40.813",98621,"ДТПL014-10.25/1",null,"Преобразователь термоэлектрический ДТПL014-10.25/1",850,1020,"4",1000,9025900008,0]
["2023-06-07T16:16:40.813",98620,"ДТПL014-10.25/1,5",null,"Преобразователь термоэлектрический ДТПL014-10.25/1,5",1000,1200,"По запросу",1,9025900008,0]
["2023-06-07T16:16:40.813",98619,"ДТПL014-10.25/2",null,"Преобразователь термоэлектрический ДТПL014-10.25/2",1150,1380,"4",980,9025900008,0]
["2023-06-07T16:16:40.813",98618,"ДТПL014-10.25/2,5",null,"Преобразователь термоэлектрический ДТПL014-10.25/2,5",1300,1560,"По запросу",1,9025900008,0]
["2023-06-07T16:16:40.813",98617,"ДТПL014-10.25/20",null,"Преобразователь термоэлектрический ДТПL014-10.25/20",6550,7860,"4",100,9025900008,0]
["2023-06-07T16:16:40.813",98616,"ДТПL014-10.25/3",null,"Преобразователь термоэлектрический ДТПL014-10.25/3",1450,1740,"4",658,9025900008,0]
["2023-06-07T16:16:40.813",98615,"ДТПL014-10.25/3,5",null,"Преобразователь термоэлектрический ДТПL014-10.25/3,5",1600,1920,"4",565,9025900008,0]
["2023-06-07T16:16:40.813",113026,"ДТПL014-10.25/4",null,"Преобразователь термоэлектрический ДТПL014-10.25/4",1750,2100,"4",495,9025900008,0]
["2023-06-07T16:16:40.813",98614,"ДТПL014-10.25/5",null,"Преобразователь термоэлектрический ДТПL014-10.25/5",2050,2460,"По запросу",1,9025900008,0]
["2023-06-07T16:16:40.813",98613,"ДТПL014-10.25/6",null,"Преобразователь термоэлектрический ДТПL014-10.25/6",2350,2820,"4",331,9025900008,0]
["2023-06-07T16:16:40.813",98612,"ДТПL014-10.25/8",null,"Преобразователь термоэлектрический ДТПL014-10.25/8",2950,3540,"4",249,9025900008,0]
["2023-06-07T16:16:40.813",98611,"ДТПL014-11.25/2",null,"Преобразователь термоэлектрический ДТПL014-11.25/2",1250,1500,"4",276,9025900008,0]
["2023-06-07T16:16:40.813",111671,"ДТПL014-11.25/20",null,"Преобразователь термоэлектрический ДТПL014-11.25/20",7550,9060,"4",28,9025900008,24]
["2023-06-07T16:16:40.813",98610,"ДТПL014-11.25/3",null,"Преобразователь термоэлектрический ДТПL014-11.25/3",1600,1920,"По запросу",1,9025900008,0]
["2023-06-07T16:16:40.813",118611,"ДТПL014-11.25/5",null,"Преобразователь термоэлектрический ДТПL014-11.25/5",2300,2760,"4",112,9025900008,24]
["2023-06-07T16:16:40.813",54502,"ДТПL014ЭНЖ-00.100/1,5",null,"Преобразователь термоэлектрический ДТПL014ЭНЖ-00.100/1,5",1000,1200,"По запросу",1,9025900008,24]
["2023-06-07T16:16:40.813",55261,"ДТПL014ЭНЖ-00.120/0,5",null,"Преобразователь термоэлектрический ДТПL014ЭНЖ-00.120/0,5",700,840,"По запросу",1,9025900008,24]
["2023-06-07T16:16:40.813",90703,"ДТПL014ЭНЖ-00.20/1",null,"Преобразователь термоэлектрический ДТПL014ЭНЖ-00.20/1",850,1020,"4",966,9025900008,24]
["2023-06-07T16:16:40.813",102602,"ДТПL014ЭНЖ-00.20/2",null,"Преобразователь термоэлектрический ДТПL014ЭНЖ-00.20/2",1150,1380,"4",966,9025900008,24]
["2023-06-07T16:16:40.813",82331,"ДТПL014ЭНЖ-00.20/4,5",null,"Преобразователь термоэлектрический ДТПL014ЭНЖ-00.20/4,5",1900,2280,"По запросу",1,9025900008,24]
["2023-06-07T16:16:40.813",101267,"ДТПL014ЭНЖ-00.20/6",null,"Преобразователь термоэлектрический ДТПL014ЭНЖ-00.20/6",2350,2820,"4",331,9025900008,24]
["2023-06-07T16:16:40.813",52683,"ДТПL014ЭНЖ-00.200/1",null,"Преобразователь термоэлектрический ДТПL014ЭНЖ-00.200/1",850,1020,"По запросу",1,9025900008,24]
["2023-06-07T16:16:40.813",55124,"ДТПL014ЭНЖ-00.250/2",null,"Преобразователь термоэлектрический ДТПL014ЭНЖ-00.250/2",1340,1608,"По запросу",1,9025900008,24]
["2023-06-07T16:16:40.813",47171,"ДТПL014ЭНЖ-00.30/10",null,"Преобразователь термоэлектрический ДТПL014ЭНЖ-00.30/10",3550,4260,"По запросу",1,9025900008,24]
["2023-06-07T16:16:40.813",47836,"ДТПL014ЭНЖ-00.30/20",null,"Преобразователь термоэлектрический ДТПL014ЭНЖ-00.30/20",6550,7860,"4",100,9025900008,24]
["2023-06-07T16:16:40.813",83883,"ДТПL014ЭНЖ-00.30/3",null,"Преобразователь термоэлектрический ДТПL014ЭНЖ-00.30/3",1450,1740,"4",656,9025900008,24]
["2023-06-07T16:16:40.813",88914,"ДТПL014ЭНЖ-00.320/1,5",null,"Преобразователь термоэлектрический ДТПL014ЭНЖ-00.320/1,5",1190,1428,"4",966,9025900008,24]
["2023-06-07T16:16:40.813",48998,"ДТПL014ЭНЖ-00.60/0,2",null,"Преобразователь термоэлектрический ДТПL014ЭНЖ-00.60/0,2",550,660,"По запросу",1,9025900008,24]
["2023-06-07T16:16:40.813",96522,"ДТПL014ЭНЖ-00.60/5",null,"Преобразователь термоэлектрический ДТПL014ЭНЖ-00.60/5",2050,2460,"4",394,9025900008,24]
["2023-06-07T16:16:40.813",57129,"ДТПL014ЭНЖ-00.70/1",null,"Преобразователь термоэлектрический ДТПL014ЭНЖ-00.70/1",850,1020,"По запросу",1,9025900008,24]
["2023-06-07T16:16:40.813",83884,"ДТПL014ЭНЖ-00.75/3",null,"Преобразователь термоэлектрический ДТПL014ЭНЖ-00.75/3",1450,1740,"4",645,9025900008,24]
["2023-06-07T16:16:40.813",21197,"ДТПL015-0000.250",null,"Преобразователь термоэлектрический ДТПL015-0000.250",1210,1452,"4",280,9025900008,24]
["2023-06-07T16:16:40.813",80286,"ДТПL015-0000.320",null,"Преобразователь термоэлектрический ДТПL015-0000.320",1210,1452,"4",280,9025900008,24]
["2023-06-07T16:16:40.813",81472,"ДТПL015-0000.500",null,"Преобразователь термоэлектрический ДТПL015-0000.500",1210,1452,"4",280,9025900008,24]
["2023-06-07T16:16:40.813",20600,"ДТПL015-0000.80",null,"Преобразователь термоэлектрический ДТПL015-0000.80",1070,1284,"4",280,9025900008,24]
["2023-06-07T16:16:40.813",7622,"ДТПL015-0100.100",null,"Преобразователь термоэлектрический ДТПL015-0100.100",1070,1284,"4",280,9025900008,24]
["2023-06-07T16:16:40.813",8366,"ДТПL015-0100.1000",null,"Преобразователь термоэлектрический ДТПL015-0100.1000",1815,2178,"4",280,9025900008,24]
["2023-06-07T16:16:40.813",8398,"ДТПL015-0100.120",null,"Преобразователь термоэлектрический ДТПL015-0100.120",1070,1284,"4",280,9025900008,24]
["2023-06-07T16:16:40.813",16527,"ДТПL015-0100.1250",null,"Преобразователь термоэлектрический ДТПL015-0100.1250",1815,2178,"4",280,9025900008,24]
["2023-06-07T16:16:40.813",133504,"ДТПL015-0100.1300",null,"Преобразователь термоэлектрический ДТПL015-0100.1300",3025,3630,"4",280,9025900008,24]
["2023-06-07T16:16:40.813",7717,"ДТПL015-0100.160",null,"Преобразователь термоэлектрический ДТПL015-0100.160",1070,1284,"4",280,9025900008,24]
["2023-06-07T16:16:40.813",10629,"ДТПL015-0100.1600",null,"Преобразователь термоэлектрический ДТПL015-0100.1600",3025,3630,"4",264,9025900008,24]
["2023-06-07T16:16:40.813",45771,"ДТПL015-0100.180",null,"Преобразователь термоэлектрический ДТПL015-0100.180",1070,1284,"4",280,9025900008,24]
["2023-06-07T16:16:40.813",126493,"ДТПL015-0100.1800",null,"Преобразователь термоэлектрический ДТПL015-0100.1800",3025,3630,"4",236,9025900008,24]
["2023-06-07T16:16:40.813",8364,"ДТПL015-0100.200",null,"Преобразователь термоэлектрический ДТПL015-0100.200",1070,1284,"4",280,9025900008,24]
["2023-06-07T16:16:40.813",20746,"ДТПL015-0100.2000",null,"Преобразователь термоэлектрический ДТПL015-0100.2000",3025,3630,"4",213,9025900008,24]
["2023-06-07T16:16:40.813",7331,"ДТПL015-0100.250",null,"Преобразователь термоэлектрический ДТПL015-0100.250",1210,1452,"4",280,9025900008,24]
["2023-06-07T16:16:40.813",65631,"ДТПL015-0100.2500",null,"Преобразователь термоэлектрический ДТПL015-0100.2500",4025,4830,"По запросу",1,9025900008,24]
["2023-06-07T16:16:40.813",41598,"ДТПL015-0100.300",null,"Преобразователь термоэлектрический ДТПL015-0100.300",1210,1452,"4",280,9025900008,24]
["2023-06-07T16:16:40.813",7340,"ДТПL015-0100.320",null,"Преобразователь термоэлектрический ДТПL015-0100.320",1210,1452,"4",280,9025900008,24]
["2023-06-07T16:16:40.813",7254,"ДТПL015-0100.400",null,"Преобразователь термоэлектрический ДТПL015-0100.400",1210,1452,"4",280,9025900008,24]
["2023-06-07T16:16:40.813",8158,"ДТПL015-0100.500",null,"Преобразователь термоэлектрический ДТПL015-0100.500",1210,1452,"4",280,9025900008,24]
["2023-06-07T16:16:40.813",15665,"ДТПL015-0100.60",null,"Преобразователь термоэлектрический ДТПL015-0100.60",1070,1284,"4",280,9025900008,24]
["2023-06-07T16:16:40.813",21646,"ДТПL015-0100.600",null,"Преобразователь термоэлектрический ДТПL015-0100.600",1315,1578,"4",280,9025900008,24]
["2023-06-07T16:16:40.813",7608,"ДТПL015-0100.630",null,"Преобразователь термоэлектрический ДТПL015-0100.630",1315,1578,"4",280,9025900008,24]
["2023-06-07T16:16:40.813",43700,"ДТПL015-0100.700",null,"Преобразователь термоэлектрический ДТПL015-0100.700",1315,1578,"4",280,9025900008,24]
["2023-06-07T16:16:40.813",7609,"ДТПL015-0100.80",null,"Преобразователь термоэлектрический ДТПL015-0100.80",1070,1284,"4",280,9025900008,24]
["2023-06-07T16:16:40.813",9925,"ДТПL015-0100.800",null,"Преобразователь термоэлектрический ДТПL015-0100.800",1315,1578,"4",280,9025900008,24]
["2023-06-07T16:16:40.813",101276,"ДТПL015-0100.850",null,"Преобразователь термоэлектрический ДТПL015-0100.850",1815,2178,"По запросу",1,9025900008,24]
["2023-06-07T16:16:40.813",37657,"ДТПL015-0110.100",null,"Преобразователь термоэлектрический ДТПL015-0110.100",2240,2688,"4",660,9025900008,24]
["2023-06-07T16:16:40.813",73295,"ДТПL015-0110.1000",null,"Преобразователь термоэлектрический ДТПL015-0110.1000",3210,3852,"4",179,9025900008,24]
["2023-06-07T16:16:40.813",42947,"ДТПL015-0110.120",null,"Преобразователь термоэлектрический ДТПL015-0110.120",2240,2688,"4",566,9025900008,24]
["2023-06-07T16:16:40.813",47260,"ДТПL015-0110.1250",null,"Преобразователь термоэлектрический ДТПL015-0110.1250",3210,3852,"4",144,9025900008,24]
["2023-06-07T16:16:40.813",39396,"ДТПL015-0110.160",null,"Преобразователь термоэлектрический ДТПL015-0110.160",2240,2688,"4",440,9025900008,24]
["2023-06-07T16:16:40.813",36980,"ДТПL015-0110.1600",null,"Преобразователь термоэлектрический ДТПL015-0110.1600",3855,4626,"По запросу",1,9025900008,24]
["2023-06-07T16:16:40.813",71395,"ДТПL015-0110.180",null,"Преобразователь термоэлектрический ДТПL015-0110.180",2240,2688,"По запросу",1,9025900008,24]
["2023-06-07T16:16:40.813",17685,"ДТПL015-0110.200",null,"Преобразователь термоэлектрический ДТПL015-0110.200",2240,2688,"4",360,9025900008,24]
["2023-06-07T16:16:40.813",30489,"ДТПL015-0110.2000",null,"Преобразователь термоэлектрический ДТПL015-0110.2000",3855,4626,"По запросу",1,9025900008,24]
["2023-06-07T16:16:40.813",21258,"ДТПL015-0110.250",null,"Преобразователь термоэлектрический ДТПL015-0110.250",2380,2856,"4",293,9025900008,24]
["2023-06-07T16:16:40.813",41268,"ДТПL015-0110.300",null,"Преобразователь термоэлектрический ДТПL015-0110.300",2380,2856,"По запросу",1,9025900008,24]
["2023-06-07T16:16:40.813",17783,"ДТПL015-0110.320",null,"Преобразователь термоэлектрический ДТПL015-0110.320",2380,2856,"4",233,9025900008,24]
["2023-06-07T16:16:40.813",50578,"ДТПL015-0110.400",null,"Преобразователь термоэлектрический ДТПL015-0110.400",2380,2856,"4",189,9025900008,24]
["2023-06-07T16:16:40.813",20733,"ДТПL015-0110.50",null,"Преобразователь термоэлектрический ДТПL015-0110.50",2240,2688,"По запросу",1,9025900008,24]
["2023-06-07T16:16:40.813",18061,"ДТПL015-0110.500",null,"Преобразователь термоэлектрический ДТПL015-0110.500",2380,2856,"4",351,9025900008,24]
["2023-06-07T16:16:40.813",30769,"ДТПL015-0110.60",null,"Преобразователь термоэлектрический ДТПL015-0110.60",2240,2688,"4",833,9025900008,24]
["2023-06-07T16:16:40.813",20850,"ДТПL015-0110.630",null,"Преобразователь термоэлектрический ДТПL015-0110.630",2700,3240,"4",281,9025900008,24]
["2023-06-07T16:16:40.813",20179,"ДТПL015-0110.80",null,"Преобразователь термоэлектрический ДТПL015-0110.80",2240,2688,"4",792,9025900008,24]
["2023-06-07T16:16:40.813",36892,"ДТПL015-0110.800",null,"Преобразователь термоэлектрический ДТПL015-0110.800",2700,3240,"4",222,9025900008,24]
["2023-06-07T16:16:40.813",83661,"ДТПL015-0200.250",null,"Преобразователь термоэлектрический ДТПL015-0200.250",1465,1758,"По запросу",1,9025900008,24]
["2023-06-07T16:16:40.813",130714,"ДТПL015-0200.800",null,"Преобразователь термоэлектрический ДТПL015-0200.800",1575,1890,"По запросу",1,9025900008,24]
["2023-06-07T16:16:40.813",16338,"ДТПL015-1000.200",null,"Преобразователь термоэлектрический ДТПL015-1000.200",1070,1284,"По запросу",1,9025900008,24]
["2023-06-07T16:16:40.813",91696,"ДТПL015-1000.60",null,"Преобразователь термоэлектрический ДТПL015-1000.60",1070,1284,"По запросу",1,9025900008,24]
["2023-06-07T16:16:40.813",22105,"ДТПL015-1000.80",null,"Преобразователь термоэлектрический ДТПL015-1000.80",1070,1284,"По запросу",1,9025900008,24]
["2023-06-07T16:16:40.813",111313,"ДТПL015-1100.120",null,"Преобразователь термоэлектрический ДТПL015-1100.120",1070,1284,"4",280,9025900008,24]
["2023-06-07T16:16:40.813",36441,"ДТПL015-1100.1250",null,"Преобразователь термоэлектрический ДТПL015-1100.1250",1815,2178,"По запросу",1,9025900008,24]
["2023-06-07T16:16:40.813",129844,"ДТПL015-1100.160",null,"Преобразователь термоэлектрический ДТПL015-1100.160",1070,1284,"4",280,9025900008,24]
["2023-06-07T16:16:40.813",65433,"ДТПL015-1100.180",null,"Преобразователь термоэлектрический ДТПL015-1100.180",1070,1284,"По запросу",1,9025900008,24]
["2023-06-07T16:16:40.813",56133,"ДТПL015-1100.200",null,"Преобразователь термоэлектрический ДТПL015-1100.200",1070,1284,"По запросу",1,9025900008,24]
["2023-06-07T16:16:40.813",31115,"ДТПL015-1100.250",null,"Преобразователь термоэлектрический ДТПL015-1100.250",1210,1452,"По запросу",1,9025900008,24]
["2023-06-07T16:16:40.813",15525,"ДТПL015-1100.320",null,"Преобразователь термоэлектрический ДТПL015-1100.320",1210,1452,"По запросу",1,9025900008,24]
["2023-06-07T16:16:40.813",21322,"ДТПL015-1100.400",null,"Преобразователь термоэлектрический ДТПL015-1100.400",1210,1452,"4",280,9025900008,24]
["2023-06-07T16:16:40.813",19546,"ДТПL015-1100.500",null,"Преобразователь термоэлектрический ДТПL015-1100.500",1210,1452,"4",280,9025900008,24]
["2023-06-07T16:16:40.813",31845,"ДТПL015-1100.60",null,"Преобразователь термоэлектрический ДТПL015-1100.60",1070,1284,"По запросу",1,9025900008,24]
["2023-06-07T16:16:40.813",63341,"ДТПL015-1100.80",null,"Преобразователь термоэлектрический ДТПL015-1100.80",1070,1284,"По запросу",1,9025900008,24]
["2023-06-07T16:16:40.813",16389,"ДТПL015-1110.100",null,"Преобразователь термоэлектрический ДТПL015-1110.100",2240,2688,"По запросу",1,9025900008,24]
["2023-06-07T16:16:40.813",61465,"ДТПL015-1110.120",null,"Преобразователь термоэлектрический ДТПL015-1110.120",2240,2688,"4",566,9025900008,24]
["2023-06-07T16:16:40.813",111024,"ДТПL015-1110.160",null,"Преобразователь термоэлектрический ДТПL015-1110.160",2240,2688,"4",440,9025900008,24]
["2023-06-07T16:16:40.813",16387,"ДТПL015-1110.200",null,"Преобразователь термоэлектрический ДТПL015-1110.200",2240,2688,"4",1,9025900008,24]
["2023-06-07T16:16:40.813",68344,"ДТПL015-1110.250",null,"Преобразователь термоэлектрический ДТПL015-1110.250",2380,2856,"По запросу",1,9025900008,24]
["2023-06-07T16:16:40.813",47018,"ДТПL015-1110.500",null,"Преобразователь термоэлектрический ДТПL015-1110.500",2380,2856,"По запросу",1,9025900008,24]
["2023-06-07T16:16:40.813",61464,"ДТПL015-1110.60",null,"Преобразователь термоэлектрический ДТПL015-1110.60",2240,2688,"4",990,9025900008,24]
["2023-06-07T16:16:40.813",64913,"ДТПL015-1110.80",null,"Преобразователь термоэлектрический ДТПL015-1110.80",2240,2688,"По запросу",1,9025900008,24]
["2023-06-07T16:16:40.813",10841,"ДТПL015-1200.100",null,"Преобразователь термоэлектрический ДТПL015-1200.100",1295,1554,"По запросу",1,9025900008,24]
["2023-06-07T16:16:40.813",10842,"ДТПL015-1200.1000",null,"Преобразователь термоэлектрический ДТПL015-1200.1000",2185,2622,"По запросу",1,9025900008,24]
["2023-06-07T16:16:40.813",46423,"ДТПL015Л-0100.160",null,"Преобразователь термоэлектрический ДТПL015Л-0100.160",1070,1284,"4",833,9025900008,24]
["2023-06-07T16:16:40.813",130977,"ДТПL015Л-0100.200",null,"Преобразователь термоэлектрический ДТПL015Л-0100.200",1070,1284,"4",833,9025900008,24]
["2023-06-07T16:16:40.813",131336,"ДТПL015Л-0100.2000",null,"Преобразователь термоэлектрический ДТПL015Л-0100.2000",3025,3630,"По запросу",1,9025900008,24]
["2023-06-07T16:16:40.813",128114,"ДТПL015Л-0100.250",null,"Преобразователь термоэлектрический ДТПL015Л-0100.250",1210,1452,"По запросу",1,9025900008,24]
["2023-06-07T16:16:40.813",128113,"ДТПL015Л-0100.400",null,"Преобразователь термоэлектрический ДТПL015Л-0100.400",1210,1452,"По запросу",1,9025900008,24]
["2023-06-07T16:16:40.813",50312,"ДТПL015Л-0100.630",null,"Преобразователь термоэлектрический ДТПL015Л-0100.630",1315,1578,"По запросу",1,9025900008,24]
["2023-06-07T16:16:40.813",111227,"ДТПL015Л-0110.200",null,"Преобразователь термоэлектрический ДТПL015Л-0110.200",2240,2688,"4",360,9025900008,24]
["2023-06-07T16:16:40.813",111228,"ДТПL015Л-0110.320",null,"Преобразователь термоэлектрический ДТПL015Л-0110.320",2380,2856,"4",233,9025900008,24]
["2023-06-07T16:16:40.813",111554,"ДТПL015Л-0110.400",null,"Преобразователь термоэлектрический ДТПL015Л-0110.400",2380,2856,"4",189,9025900008,24]
["2023-06-07T16:16:40.813",85227,"ДТПL015Л-0110.800",null,"Преобразователь термоэлектрический ДТПL015Л-0110.800",2700,3240,"4",222,9025900008,24]
["2023-06-07T16:16:40.813",112994,"ДТПL015М-0110.60.1,0.RS",null,"Датчик температуры с цифровым выходом (-40…+600С) ДТПL015М-0110.60.1,0.RS",18240,21888,"4",38,9025900008,24]
["2023-06-07T16:16:40.813",35486,"ДТПL015Э-0000.850",null,"Преобразователь термоэлектрический ДТПL015Э-0000.850",1815,2178,"По запросу",1,9025900008,24]
["2023-06-07T16:16:40.813",30791,"ДТПL015Э-0000.90",null,"Преобразователь термоэлектрический ДТПL015Э-0000.90",1070,1284,"По запросу",1,9025900008,24]
["2023-06-07T16:16:40.813",43699,"ДТПL015Э-0100.900",null,"Преобразователь термоэлектрический ДТПL015Э-0100.900",1815,2178,"По запросу",1,9025900008,24]
["2023-06-07T16:16:40.813",47335,"ДТПL015ЭD6-0100.100",null,"Преобразователь термоэлектрический ДТПL015ЭD6-0100.100",1070,1284,"4",41,9025900008,24]
["2023-06-07T16:16:40.813",55063,"ДТПL015ЭD6-0100.120",null,"Преобразователь термоэлектрический ДТПL015ЭD6-0100.120",1070,1284,"По запросу",1,9025900008,24]
["2023-06-07T16:16:40.813",47311,"ДТПL015ЭD6-0100.160",null,"Преобразователь термоэлектрический ДТПL015ЭD6-0100.160",1070,1284,"4",41,9025900008,24]
["2023-06-07T16:16:40.813",45229,"ДТПL015ЭD6-0100.180",null,"Преобразователь термоэлектрический ДТПL015ЭD6-0100.180",1070,1284,"4",41,9025900008,24]
["2023-06-07T16:16:40.813",47312,"ДТПL015ЭD6-0100.250",null,"Преобразователь термоэлектрический ДТПL015ЭD6-0100.250",1210,1452,"4",41,9025900008,24]
["2023-06-07T16:16:40.813",132493,"ДТПL015ЭD6-0100.320",null,"Преобразователь термоэлектрический ДТПL015ЭD6-0100.320",1210,1452,"4",41,9025900008,24]
["2023-06-07T16:16:40.813",47310,"ДТПL015ЭD6-0100.80",null,"Преобразователь термоэлектрический ДТПL015ЭD6-0100.80",1070,1284,"По запросу",1,9025900008,24]
["2023-06-07T16:16:40.813",54491,"ДТПL015ЭD6-0110.100",null,"Преобразователь термоэлектрический ДТПL015ЭD6-0110.100",2240,2688,"По запросу",1,9025900008,24]
["2023-06-07T16:16:40.813",54565,"ДТПL015ЭD6-0110.120",null,"Преобразователь термоэлектрический ДТПL015ЭD6-0110.120",2240,2688,"По запросу",1,9025900008,24]
["2023-06-07T16:16:40.813",109336,"ДТПL021-0,5/0,15",null,"Преобразователь термоэлектрический ДТПL021-0,5/0,15",270,324,"4",145,9025900008,24]
["2023-06-07T16:16:40.813",44949,"ДТПL021-0,5/0,2",null,"Преобразователь термоэлектрический ДТПL021-0,5/0,2",775,930,"4",145,9025900008,24]
["2023-06-07T16:16:40.813",36529,"ДТПL021-0,5/0,25",null,"Преобразователь термоэлектрический ДТПL021-0,5/0,25",835,1002,"4",145,9025900008,24]
["2023-06-07T16:16:40.813",47562,"ДТПL021-0,5/0,3",null,"Преобразователь термоэлектрический ДТПL021-0,5/0,3",515,618,"4",145,9025900008,24]
["2023-06-07T16:16:40.813",108206,"ДТПL021-0,5/0,32",null,"Преобразователь термоэлектрический ДТПL021-0,5/0,32",920,1104,"4",145,9025900008,24]
["2023-06-07T16:16:40.813",126379,"ДТПL021-0,5/0,35",null,"Преобразователь термоэлектрический ДТПL021-0,5/0,35",954,1144.8,"4",145,9025900008,24]
["2023-06-07T16:16:40.813",47097,"ДТПL021-0,5/0,4",null,"Преобразователь термоэлектрический ДТПL021-0,5/0,4",1005,1206,"4",145,9025900008,24]
["2023-06-07T16:16:40.813",15601,"ДТПL021-0,5/0,5",null,"Преобразователь термоэлектрический ДТПL021-0,5/0,5",1120,1344,"4",145,9025900008,24]
["2023-06-07T16:16:40.813",11586,"ДТПL021-0,5/1",null,"Преобразователь термоэлектрический ДТПL021-0,5/1",1690,2028,"4",145,9025900008,24]
["2023-06-07T16:16:40.813",53342,"ДТПL021-0,5/1,25",null,"Преобразователь термоэлектрический ДТПL021-0,5/1,25",1980,2376,"По запросу",1,9025900008,24]
["2023-06-07T16:16:40.813",9882,"ДТПL021-0,5/1,5",null,"Преобразователь термоэлектрический ДТПL021-0,5/1,5",2260,2712,"4",122,9025900008,24]
["2023-06-07T16:16:40.813",17683,"ДТПL021-0,5/1,7",null,"Преобразователь термоэлектрический ДТПL021-0,5/1,7",2490,2988,"По запросу",1,9025900008,24]
["2023-06-07T16:16:40.813",17684,"ДТПL021-0,5/1,9",null,"Преобразователь термоэлектрический ДТПL021-0,5/1,9",2715,3258,"4",96,9025900008,24]
["2023-06-07T16:16:40.813",15654,"ДТПL021-0,5/10",null,"Преобразователь термоэлектрический ДТПL021-0,5/10",11940,14328,"4",18,9025900008,24]
["2023-06-07T16:16:40.813",87529,"ДТПL021-0,5/11",null,"Преобразователь термоэлектрический ДТПL021-0,5/11",13080,15696,"4",17,9025900008,24]
["2023-06-07T16:16:40.813",87528,"ДТПL021-0,5/13",null,"Преобразователь термоэлектрический ДТПL021-0,5/13",15355,18426,"4",14,9025900008,24]
["2023-06-07T16:16:40.813",8046,"ДТПL021-0,5/15",null,"Преобразователь термоэлектрический ДТПL021-0,5/15",17640,21168,"4",12,9025900008,24]
["2023-06-07T16:16:40.813",31514,"ДТПL021-0,5/2",null,"Преобразователь термоэлектрический ДТПL021-0,5/2",2830,3396,"4",91,9025900008,24]
["2023-06-07T16:16:40.813",9560,"ДТПL021-0,5/2,5",null,"Преобразователь термоэлектрический ДТПL021-0,5/2,5",3400,4080,"4",73,9025900008,24]
["2023-06-07T16:16:40.813",58690,"ДТПL021-0,5/2,8",null,"Преобразователь термоэлектрический ДТПL021-0,5/2,8",3740,4488,"По запросу",1,9025900008,24]
["2023-06-07T16:16:40.813",32349,"ДТПL021-0,5/20",null,"Преобразователь термоэлектрический ДТПL021-0,5/20",23335,28002,"4",1,9025900008,24]
["2023-06-07T16:16:40.813",48054,"ДТПL021-0,5/3",null,"Преобразователь термоэлектрический ДТПL021-0,5/3",3970,4764,"4",61,9025900008,24]
["2023-06-07T16:16:40.813",11031,"ДТПL021-0,5/4",null,"Преобразователь термоэлектрический ДТПL021-0,5/4",5110,6132,"4",46,9025900008,24]
["2023-06-07T16:16:40.813",8723,"ДТПL021-0,5/5",null,"Преобразователь термоэлектрический ДТПL021-0,5/5",6245,7494,"4",36,9025900008,24]
["2023-06-07T16:16:40.813",87530,"ДТПL021-0,5/9",null,"Преобразователь термоэлектрический ДТПL021-0,5/9",10800,12960,"4",20,9025900008,24]
["2023-06-07T16:16:40.813",127769,"ДТПL021-0,7/0,1",null,"Преобразователь термоэлектрический ДТПL021-0,7/0,1",682,818.4,"4",145,9025900008,24]
["2023-06-07T16:16:40.813",47505,"ДТПL021-0,7/0,15",null,"Преобразователь термоэлектрический ДТПL021-0,7/0,15",745,894,"4",145,9025900008,24]
["2023-06-07T16:16:40.813",31198,"ДТПL021-0,7/0,2",null,"Преобразователь термоэлектрический ДТПL021-0,7/0,2",805,966,"4",145,9025900008,24]
["2023-06-07T16:16:40.813",21933,"ДТПL021-0,7/0,25",null,"Преобразователь термоэлектрический ДТПL021-0,7/0,25",870,1044,"По запросу",1,9025900008,24]
["2023-06-07T16:16:40.813",31574,"ДТПL021-0,7/0,3",null,"Преобразователь термоэлектрический ДТПL021-0,7/0,3",930,1116,"4",145,9025900008,24]
["2023-06-07T16:16:40.813",61112,"ДТПL021-0,7/0,4",null,"Преобразователь термоэлектрический ДТПL021-0,7/0,4",1060,1272,"4",145,9025900008,24]
["2023-06-07T16:16:40.813",46105,"ДТПL021-0,7/0,5",null,"Преобразователь термоэлектрический ДТПL021-0,7/0,5",1180,1416,"4",145,9025900008,24]
["2023-06-07T16:16:40.813",40875,"ДТПL021-0,7/0,55",null,"Преобразователь термоэлектрический ДТПL021-0,7/0,55",1250,1500,"По запросу",1,9025900008,24]
["2023-06-07T16:16:40.813",31425,"ДТПL021-0,7/0,6",null,"Преобразователь термоэлектрический ДТПL021-0,7/0,6",1310,1572,"4",145,9025900008,24]
["2023-06-07T16:16:40.813",84360,"ДТПL021-0,7/0,8",null,"Преобразователь термоэлектрический ДТПL021-0,7/0,8",1565,1878,"4",145,9025900008,24]
["2023-06-07T16:16:40.813",10712,"ДТПL021-0,7/1",null,"Преобразователь термоэлектрический ДТПL021-0,7/1",1815,2178,"4",145,9025900008,24]
["2023-06-07T16:16:40.813",20052,"ДТПL021-0,7/1,2",null,"Преобразователь термоэлектрический ДТПL021-0,7/1,2",2070,2484,"4",145,9025900008,24]
["2023-06-07T16:16:40.813",72376,"ДТПL021-0,7/1,3",null,"Преобразователь термоэлектрический ДТПL021-0,7/1,3",2195,2634,"4",140,9025900008,24]
["2023-06-07T16:16:40.813",10036,"ДТПL021-0,7/1,5",null,"Преобразователь термоэлектрический ДТПL021-0,7/1,5",2450,2940,"4",122,9025900008,24]
["2023-06-07T16:16:40.813",37195,"ДТПL021-0,7/10",null,"Преобразователь термоэлектрический ДТПL021-0,7/10",13210,15852,"4",1,9025900008,24]
["2023-06-07T16:16:40.813",94691,"ДТПL021-0,7/11",null,"Преобразователь термоэлектрический ДТПL021-0,7/11",14470,17364,"4",17,9025900008,24]
["2023-06-07T16:16:40.813",51942,"ДТПL021-0,7/15",null,"Преобразователь термоэлектрический ДТПL021-0,7/15",19535,23442,"4",1,9025900008,24]
["2023-06-07T16:16:40.813",38875,"ДТПL021-0,7/2",null,"Преобразователь термоэлектрический ДТПL021-0,7/2",3085,3702,"4",91,9025900008,24]
["2023-06-07T16:16:40.813",46271,"ДТПL021-0,7/2,5",null,"Преобразователь термоэлектрический ДТПL021-0,7/2,5",3715,4458,"По запросу",1,9025900008,24]
["2023-06-07T16:16:40.813",48620,"ДТПL021-0,7/20",null,"Преобразователь термоэлектрический ДТПL021-0,7/20",25865,31038,"4",1,9025900008,24]
["2023-06-07T16:16:40.813",19423,"ДТПL021-0,7/3",null,"Преобразователь термоэлектрический ДТПL021-0,7/3",4345,5214,"По запросу",1,9025900008,24]
["2023-06-07T16:16:40.813",40031,"ДТПL021-0,7/30",null,"Преобразователь термоэлектрический ДТПL021-0,7/30",38520,46224,"4",1,9025900008,24]
["2023-06-07T16:16:40.813",47512,"ДТПL021-0,7/4,5",null,"Преобразователь термоэлектрический ДТПL021-0,7/4,5",6245,7494,"4",41,9025900008,24]
["2023-06-07T16:16:40.813",10969,"ДТПL021-0,7/5",null,"Преобразователь термоэлектрический ДТПL021-0,7/5",6880,8256,"4",36,9025900008,24]
["2023-06-07T16:16:40.813",49448,"ДТПL021-0,7/7",null,"Преобразователь термоэлектрический ДТПL021-0,7/7",9410,11292,"4",1,9025900008,24]
["2023-06-07T16:16:40.813",37194,"ДТПL021-0,7/7,1",null,"Преобразователь термоэлектрический ДТПL021-0,7/7,1",9540,11448,"4",1,9025900008,24]
["2023-06-07T16:16:40.813",47852,"ДТПL021-0,7/9",null,"Преобразователь термоэлектрический ДТПL021-0,7/9",11940,14328,"4",1,9025900008,24]
["2023-06-07T16:16:40.813",31199,"ДТПL021-1,2/0,2",null,"Преобразователь термоэлектрический ДТПL021-1,2/0,2",830,996,"4",201,9025900008,24]
["2023-06-07T16:16:40.813",17906,"ДТПL021-1,2/0,3",null,"Преобразователь термоэлектрический ДТПL021-1,2/0,3",970,1164,"4",201,9025900008,24]
["2023-06-07T16:16:40.813",69157,"ДТПL021-1,2/0,4",null,"Преобразователь термоэлектрический ДТПL021-1,2/0,4",1115,1338,"4",192,9025900008,24]
["2023-06-07T16:16:40.813",17434,"ДТПL021-1,2/0,5",null,"Преобразователь термоэлектрический ДТПL021-1,2/0,5",1255,1506,"4",167,9025900008,24]
["2023-06-07T16:16:40.813",31426,"ДТПL021-1,2/0,6",null,"Преобразователь термоэлектрический ДТПL021-1,2/0,6",1395,1674,"4",147,9025900008,24]
["2023-06-07T16:16:40.813",17880,"ДТПL021-1,2/1",null,"Преобразователь термоэлектрический ДТПL021-1,2/1",1960,2352,"4",100,9025900008,24]
["2023-06-07T16:16:40.813",52847,"ДТПL021-1,2/1,2",null,"Преобразователь термоэлектрический ДТПL021-1,2/1,2",2240,2688,"4",86,9025900008,24]
["2023-06-07T16:16:40.813",49265,"ДТПL021-1,2/1,3",null,"Преобразователь термоэлектрический ДТПL021-1,2/1,3",2375,2850,"По запросу",1,9025900008,24]
["2023-06-07T16:16:40.813",9829,"ДТПL021-1,2/1,5",null,"Преобразователь термоэлектрический ДТПL021-1,2/1,5",2660,3192,"4",71,9025900008,24]
["2023-06-07T16:16:40.813",18074,"ДТПL021-1,2/1,6",null,"Преобразователь термоэлектрический ДТПL021-1,2/1,6",2800,3360,"4",68,9025900008,24]
["2023-06-07T16:16:40.813",30177,"ДТПL021-1,2/10",null,"Преобразователь термоэлектрический ДТПL021-1,2/10",14615,17538,"4",12,9025900008,24]
["2023-06-07T16:16:40.813",54501,"ДТПL021-1,2/15",null,"Преобразователь термоэлектрический ДТПL021-1,2/15",21645,25974,"4",8,9025900008,24]
["2023-06-07T16:16:40.813",38836,"ДТПL021-1,2/2",null,"Преобразователь термоэлектрический ДТПL021-1,2/2",3360,4032,"4",56,9025900008,24]
["2023-06-07T16:16:40.813",135882,"ДТПL021-1,2/2,1",null,"Преобразователь термоэлектрический ДТПL021-1,2/2,1",3516,4219.2,"4",16,9025900008,24]
["2023-06-07T16:16:40.813",135883,"ДТПL021-1,2/2,7",null,"Преобразователь термоэлектрический ДТПL021-1,2/2,7",4362,5234.3999999999996,"4",16,9025900008,24]
["2023-06-07T16:16:40.813",15662,"ДТПL021-1,2/20",null,"Преобразователь термоэлектрический ДТПL021-1,2/20",28675,34410,"4",6,9025900008,24]
["2023-06-07T16:16:40.813",11308,"ДТПL021-1,2/3",null,"Преобразователь термоэлектрический ДТПL021-1,2/3",4245,5094,"4",38,9025900008,24]
["2023-06-07T16:16:40.813",61436,"ДТПL021-1,2/3,5",null,"Преобразователь термоэлектрический ДТПL021-1,2/3,5",5475,6570,"По запросу",1,9025900008,24]
["2023-06-07T16:16:40.813",88097,"ДТПL021-1,2/30",null,"Преобразователь термоэлектрический ДТПL021-1,2/30",42740,51288,"По запросу",1,9025900008,24]
["2023-06-07T16:16:40.813",59270,"ДТПL021-1,2/4",null,"Преобразователь термоэлектрический ДТПL021-1,2/4",6175,7410,"По запросу",1,9025900008,24]
["2023-06-07T16:16:40.813",60625,"ДТПL021-1,2/4,5",null,"Преобразователь термоэлектрический ДТПL021-1,2/4,5",6880,8256,"По запросу",1,9025900008,24]
["2023-06-07T16:16:40.813",9874,"ДТПL021-1,2/5",null,"Преобразователь термоэлектрический ДТПL021-1,2/5",7580,9096,"4",24,9025900008,24]
["2023-06-07T16:16:40.813",38837,"ДТПL021-1,2/50",null,"Преобразователь термоэлектрический ДТПL021-1,2/50",70860,85032,"По запросу",1,9025900008,24]
["2023-06-07T16:16:40.813",15438,"ДТПL021-1,2/6",null,"Преобразователь термоэлектрический ДТПL021-1,2/6",8990,10788,"4",20,9025900008,24]
["2023-06-07T16:16:40.813",41906,"ДТПL021-1,2/6,3",null,"Преобразователь термоэлектрический ДТПL021-1,2/6,3",9410,11292,"По запросу",1,9025900008,24]
["2023-06-07T16:16:40.813",37193,"ДТПL021-1,2/7,1",null,"Преобразователь термоэлектрический ДТПL021-1,2/7,1",10535,12642,"По запросу",1,9025900008,24]
["2023-06-07T16:16:40.813",65271,"ДТПL021-1,2/8",null,"Преобразователь термоэлектрический ДТПL021-1,2/8",11800,14160,"4",15,9025900008,24]
["2023-06-07T16:16:40.813",62196,"ДТПL021-3,2/0,2",null,"Преобразователь термоэлектрический ДТПL021-3,2/0,2",1260,1512,"4",1,9025900008,24]
["2023-06-07T16:16:40.813",19731,"ДТПL021-3,2/0,5",null,"Преобразователь термоэлектрический ДТПL021-3,2/0,5",2320,2784,"4",1,9025900008,24]
["2023-06-07T16:16:40.813",97762,"ДТПL021-3,2/0,7",null,"Преобразователь термоэлектрический ДТПL021-3,2/0,7",4245,5094,"4",1,9025900008,24]
["2023-06-07T16:16:40.813",44335,"ДТПL021-3,2/1",null,"Преобразователь термоэлектрический ДТПL021-3,2/1",4095,4914,"4",1,9025900008,24]
["2023-06-07T16:16:40.813",111833,"ДТПL021-3,2/1,25",null,"Преобразователь термоэлектрический ДТПL021-3,2/1,25",4980,5976,"4",1,9025900008,24]
["2023-06-07T16:16:40.813",16952,"ДТПL021-3,2/1,5",null,"Преобразователь термоэлектрический ДТПL021-3,2/1,5",5865,7038,"По запросу",1,9025900008,24]
["2023-06-07T16:16:40.813",97761,"ДТПL021-3,2/1,7",null,"Преобразователь термоэлектрический ДТПL021-3,2/1,7",6575,7890,"4",1,9025900008,24]
["2023-06-07T16:16:40.813",53609,"ДТПL021-3,2/2",null,"Преобразователь термоэлектрический ДТПL021-3,2/2",7640,9168,"4",1,9025900008,24]
["2023-06-07T16:16:40.813",87767,"ДТПL021-3,2/4,1",null,"Преобразователь термоэлектрический ДТПL021-3,2/4,1",4095,4914,"4",1,9025900008,24]
["2023-06-07T16:16:40.813",104272,"ДТПL021Э1-0,5/3",null,"Преобразователь термоэлектрический ДТПL021Э1-0,5/3",3970,4764,"4",1,9025900008,24]
["2023-06-07T16:16:40.813",21018,"ДТПL024-00.30/0,2",null,"Преобразователь термоэлектрический ДТПL024-00.30/0,2",550,660,"4",966,9025900008,24]
["2023-06-07T16:16:40.813",73870,"ДТПL024-00.30/0,3",null,"Преобразователь термоэлектрический ДТПL024-00.30/0,3",640,768,"По запросу",1,9025900008,24]
["2023-06-07T16:16:40.813",31397,"ДТПL024-00.30/0,5",null,"Преобразователь термоэлектрический ДТПL024-00.30/0,5",700,840,"4",966,9025900008,24]
["2023-06-07T16:16:40.813",46243,"ДТПL024-00.30/0,8",null,"Преобразователь термоэлектрический ДТПL024-00.30/0,8",790,948,"4",966,9025900008,24]
["2023-06-07T16:16:40.813",21764,"ДТПL024-00.30/1",null,"Преобразователь термоэлектрический ДТПL024-00.30/1",850,1020,"4",966,9025900008,24]
["2023-06-07T16:16:40.813",31348,"ДТПL024-00.30/1,5",null,"Преобразователь термоэлектрический ДТПL024-00.30/1,5",1000,1200,"4",966,9025900008,24]
["2023-06-07T16:16:40.813",45224,"ДТПL024-00.30/1,6",null,"Преобразователь термоэлектрический ДТПL024-00.30/1,6",1030,1236,"4",966,9025900008,24]
["2023-06-07T16:16:40.813",55425,"ДТПL024-00.30/10",null,"Преобразователь термоэлектрический ДТПL024-00.30/10",3550,4260,"4",199,9025900008,24]
["2023-06-07T16:16:40.813",67168,"ДТПL024-00.30/12,5",null,"Преобразователь термоэлектрический ДТПL024-00.30/12,5",4300,5160,"По запросу",1,9025900008,24]
["2023-06-07T16:16:40.813",36510,"ДТПL024-00.30/13",null,"Преобразователь термоэлектрический ДТПL024-00.30/13",4450,5340,"4",153,9025900008,24]
["2023-06-07T16:16:40.813",120901,"ДТПL024-00.30/15",null,"Преобразователь термоэлектрический ДТПL024-00.30/15",5050,6060,"4",133,9025900008,24]
["2023-06-07T16:16:40.813",21016,"ДТПL024-00.30/2",null,"Преобразователь термоэлектрический ДТПL024-00.30/2",1150,1380,"4",966,9025900008,24]
["2023-06-07T16:16:40.813",39470,"ДТПL024-00.30/2,5",null,"Преобразователь термоэлектрический ДТПL024-00.30/2,5",1300,1560,"4",784,9025900008,24]
["2023-06-07T16:16:40.813",66024,"ДТПL024-00.30/20",null,"Преобразователь термоэлектрический ДТПL024-00.30/20",6550,7860,"4",100,9025900008,24]
["2023-06-07T16:16:40.813",21487,"ДТПL024-00.30/3",null,"Преобразователь термоэлектрический ДТПL024-00.30/3",1450,1740,"4",656,9025900008,24]
["2023-06-07T16:16:40.813",21549,"ДТПL024-00.30/4",null,"Преобразователь термоэлектрический ДТПL024-00.30/4",1750,2100,"4",494,9025900008,24]
["2023-06-07T16:16:40.813",20697,"ДТПL024-00.30/5",null,"Преобразователь термоэлектрический ДТПL024-00.30/5",2050,2460,"4",396,9025900008,24]
["2023-06-07T16:16:40.813",50496,"ДТПL024-00.30/6",null,"Преобразователь термоэлектрический ДТПL024-00.30/6",2350,2820,"4",331,9025900008,24]
["2023-06-07T16:16:40.813",41665,"ДТПL024-00.30/7",null,"Преобразователь термоэлектрический ДТПL024-00.30/7",2650,3180,"4",284,9025900008,24]
["2023-06-07T16:16:40.813",50824,"ДТПL024-00.30/8",null,"Преобразователь термоэлектрический ДТПL024-00.30/8",2950,3540,"4",248,9025900008,24]
["2023-06-07T16:16:40.813",107478,"ДТПL024-00.40/1",null,"Преобразователь термоэлектрический ДТПL024-00.40/1",850,1020,"4",966,9025900008,24]
["2023-06-07T16:16:40.813",30795,"ДТПL024-00.40/2,5",null,"Преобразователь термоэлектрический ДТПL024-00.40/2,5",1300,1560,"По запросу",1,9025900008,24]
["2023-06-07T16:16:40.813",66864,"ДТПL024-00.40/3",null,"Преобразователь термоэлектрический ДТПL024-00.40/3",1450,1740,"По запросу",1,9025900008,24]
["2023-06-07T16:16:40.813",131220,"ДТПL024-00.50/0,2",null,"Преобразователь термоэлектрический ДТПL024-00.50/0,2",550,660,"4",966,9025900008,24]
["2023-06-07T16:16:40.813",65018,"ДТПL024-00.50/10",null,"Преобразователь термоэлектрический ДТПL024-00.50/10",3550,4260,"По запросу",1,9025900008,24]
["2023-06-07T16:16:40.813",71670,"ДТПL024-00.60/1,5",null,"Преобразователь термоэлектрический ДТПL024-00.60/1,5",1000,1200,"4",966,9025900008,24]
["2023-06-07T16:16:40.813",104365,"ДТПL024-00.60/15",null,"Преобразователь термоэлектрический ДТПL024-00.60/15",5050,6060,"4",133,9025900008,24]
["2023-06-07T16:16:40.813",99960,"ДТПL024-00.60/2",null,"Преобразователь термоэлектрический ДТПL024-00.60/2",1150,1380,"4",962,9025900008,24]
["2023-06-07T16:16:40.813",58329,"ДТПL024-00.80/1",null,"Преобразователь термоэлектрический ДТПL024-00.80/1",850,1020,"4",966,9025900008,24]
["2023-06-07T16:16:40.813",83643,"ДТПL024-00.80/10",null,"Преобразователь термоэлектрический ДТПL024-00.80/10",3550,4260,"4",198,9025900008,24]
["2023-06-07T16:16:40.813",79256,"ДТПL024-01.30/0,2",null,"Преобразователь термоэлектрический ДТПL024-01.30/0,2",550,660,"4",833,9025900008,24]
["2023-06-07T16:16:40.813",51889,"ДТПL024-01.30/0,5",null,"Преобразователь термоэлектрический ДТПL024-01.30/0,5",725,870,"4",833,9025900008,24]
["2023-06-07T16:16:40.813",65518,"ДТПL024-01.30/0,6",null,"Преобразователь термоэлектрический ДТПL024-01.30/0,6",760,912,"По запросу",1,9025900008,24]
["2023-06-07T16:16:40.813",59177,"ДТПL024-01.30/0,8",null,"Преобразователь термоэлектрический ДТПL024-01.30/0,8",830,996,"По запросу",1,9025900008,24]
["2023-06-07T16:16:40.813",47892,"ДТПL024-01.30/1",null,"Преобразователь термоэлектрический ДТПL024-01.30/1",900,1080,"4",536,9025900008,24]
["2023-06-07T16:16:40.813",82806,"ДТПL024-01.30/1,2",null,"Преобразователь термоэлектрический ДТПL024-01.30/1,2",970,1164,"4",450,9025900008,24]
["2023-06-07T16:16:40.813",35119,"ДТПL024-01.30/1,5",null,"Преобразователь термоэлектрический ДТПL024-01.30/1,5",1075,1290,"4",363,9025900008,24]
["2023-06-07T16:16:40.813",38192,"ДТПL024-01.30/2",null,"Преобразователь термоэлектрический ДТПL024-01.30/2",1250,1500,"4",274,9025900008,24]
["2023-06-07T16:16:40.813",41359,"ДТПL024-01.30/20",null,"Преобразователь термоэлектрический ДТПL024-01.30/20",7550,9060,"По запросу",1,9025900008,24]
["2023-06-07T16:16:40.813",38403,"ДТПL024-01.30/3",null,"Преобразователь термоэлектрический ДТПL024-01.30/3",1600,1920,"4",184,9025900008,24]
["2023-06-07T16:16:40.813",82807,"ДТПL024-01.30/3,8",null,"Преобразователь термоэлектрический ДТПL024-01.30/3,8",1880,2256,"4",146,9025900008,24]
["2023-06-07T16:16:40.813",21637,"ДТПL024-01.30/4",null,"Преобразователь термоэлектрический ДТПL024-01.30/4",1950,2340,"4",139,9025900008,24]
["2023-06-07T16:16:40.813",88490,"ДТПL024-01.30/5",null,"Преобразователь термоэлектрический ДТПL024-01.30/5",2300,2760,"4",111,9025900008,24]
["2023-06-07T16:16:40.813",38272,"ДТПL024-01.30/6",null,"Преобразователь термоэлектрический ДТПL024-01.30/6",2650,3180,"По запросу",1,9025900008,24]
["2023-06-07T16:16:40.813",85368,"ДТПL024-01.50/0,5",null,"Преобразователь термоэлектрический ДТПL024-01.50/0,5",725,870,"4",833,9025900008,24]
["2023-06-07T16:16:40.813",136440,"ДТПL024-01.60/5",null,"Преобразователь термоэлектрический ДТПL024-01.60/5",2300,2760,"4",833,9025900008,24]
["2023-06-07T16:16:40.813",49270,"ДТПL024-10.30/0,2",null,"Преобразователь термоэлектрический ДТПL024-10.30/0,2",550,660,"По запросу",1,9025900008,24]
["2023-06-07T16:16:40.813",119434,"ДТПL024-10.30/1",null,"Преобразователь термоэлектрический ДТПL024-10.30/1",850,1020,"4",966,9025900008,24]
["2023-06-07T16:16:40.813",111897,"ДТПL024-10.30/1,5",null,"Преобразователь термоэлектрический ДТПL024-10.30/1,5",1000,1200,"4",966,9025900008,24]
["2023-06-07T16:16:40.813",37666,"ДТПL024-10.30/2",null,"Преобразователь термоэлектрический ДТПL024-10.30/2",1150,1380,"4",966,9025900008,24]
["2023-06-07T16:16:40.813",44617,"ДТПL024-10.30/3",null,"Преобразователь термоэлектрический ДТПL024-10.30/3",1450,1740,"По запросу",1,9025900008,24]
["2023-06-07T16:16:40.813",71456,"ДТПL024-10.30/5",null,"Преобразователь термоэлектрический ДТПL024-10.30/5",2050,2460,"По запросу",1,9025900008,24]
["2023-06-07T16:16:40.813",86297,"ДТПL024-11.30/1,5",null,"Преобразователь термоэлектрический ДТПL024-11.30/1,5",1075,1290,"4",363,9025900008,24]
["2023-06-07T16:16:40.813",21638,"ДТПL024-11.30/4",null,"Преобразователь термоэлектрический ДТПL024-11.30/4",1950,2340,"По запросу",1,9025900008,24]
["2023-06-07T16:16:40.813",9599,"ДТПL025-0000.160",null,"Преобразователь термоэлектрический ДТПL025-0000.160",1070,1284,"4",966,9025900008,24]
["2023-06-07T16:16:40.813",9000,"ДТПL025-0100.100",null,"Преобразователь термоэлектрический ДТПL025-0100.100",1070,1284,"4",280,9025900008,24]
["2023-06-07T16:16:40.813",7602,"ДТПL025-0100.1000",null,"Преобразователь термоэлектрический ДТПL025-0100.1000",1815,2178,"4",280,9025900008,24]
["2023-06-07T16:16:40.813",7558,"ДТПL025-0100.120",null,"Преобразователь термоэлектрический ДТПL025-0100.120",1070,1284,"4",280,9025900008,24]
["2023-06-07T16:16:40.813",39914,"ДТПL025-0100.1200",null,"Преобразователь термоэлектрический ДТПL025-0100.1200",1815,2178,"По запросу",1,9025900008,24]
["2023-06-07T16:16:40.813",8833,"ДТПL025-0100.1250",null,"Преобразователь термоэлектрический ДТПL025-0100.1250",1815,2178,"4",280,9025900008,24]
["2023-06-07T16:16:40.813",8320,"ДТПL025-0100.160",null,"Преобразователь термоэлектрический ДТПL025-0100.160",1070,1284,"4",280,9025900008,24]
["2023-06-07T16:16:40.813",9219,"ДТПL025-0100.1600",null,"Преобразователь термоэлектрический ДТПL025-0100.1600",3025,3630,"4",264,9025900008,24]
["2023-06-07T16:16:40.813",65152,"ДТПL025-0100.180",null,"Преобразователь термоэлектрический ДТПL025-0100.180",1070,1284,"4",280,9025900008,24]
["2023-06-07T16:16:40.813",7654,"ДТПL025-0100.200",null,"Преобразователь термоэлектрический ДТПL025-0100.200",1070,1284,"4",280,9025900008,24]
["2023-06-07T16:16:40.813",7737,"ДТПL025-0100.2000",null,"Преобразователь термоэлектрический ДТПL025-0100.2000",3025,3630,"4",213,9025900008,24]
["2023-06-07T16:16:40.813",7177,"ДТПL025-0100.250",null,"Преобразователь термоэлектрический ДТПL025-0100.250",1210,1452,"4",280,9025900008,24]
["2023-06-07T16:16:40.813",15566,"ДТПL025-0100.300",null,"Преобразователь термоэлектрический ДТПL025-0100.300",1210,1452,"4",280,9025900008,24]
["2023-06-07T16:16:40.813",7226,"ДТПL025-0100.320",null,"Преобразователь термоэлектрический ДТПL025-0100.320",1210,1452,"4",280,9025900008,24]
["2023-06-07T16:16:40.813",7341,"ДТПL025-0100.400",null,"Преобразователь термоэлектрический ДТПL025-0100.400",1210,1452,"4",280,9025900008,24]
["2023-06-07T16:16:40.813",42379,"ДТПL025-0100.420",null,"Преобразователь термоэлектрический ДТПL025-0100.420",1210,1452,"По запросу",1,9025900008,24]
["2023-06-07T16:16:40.813",7342,"ДТПL025-0100.500",null,"Преобразователь термоэлектрический ДТПL025-0100.500",1210,1452,"4",280,9025900008,24]
["2023-06-07T16:16:40.813",71179,"ДТПL025-0100.570",null,"Преобразователь термоэлектрический ДТПL025-0100.570",1315,1578,"4",280,9025900008,24]
["2023-06-07T16:16:40.813",16870,"ДТПL025-0100.60",null,"Преобразователь термоэлектрический ДТПL025-0100.60",1070,1284,"4",280,9025900008,24]
["2023-06-07T16:16:40.813",19311,"ДТПL025-0100.600",null,"Преобразователь термоэлектрический ДТПL025-0100.600",1315,1578,"4",280,9025900008,24]
["2023-06-07T16:16:40.813",7510,"ДТПL025-0100.630",null,"Преобразователь термоэлектрический ДТПL025-0100.630",1315,1578,"4",280,9025900008,24]
["2023-06-07T16:16:40.813",18860,"ДТПL025-0100.700",null,"Преобразователь термоэлектрический ДТПL025-0100.700",1315,1578,"4",280,9025900008,24]
["2023-06-07T16:16:40.813",8141,"ДТПL025-0100.80",null,"Преобразователь термоэлектрический ДТПL025-0100.80",1070,1284,"4",280,9025900008,24]
["2023-06-07T16:16:40.813",7147,"ДТПL025-0100.800",null,"Преобразователь термоэлектрический ДТПL025-0100.800",1315,1578,"4",280,9025900008,24]
["2023-06-07T16:16:40.813",18480,"ДТПL025-0110.100",null,"Преобразователь термоэлектрический ДТПL025-0110.100",2240,2688,"4",660,9025900008,24]
["2023-06-07T16:16:40.813",16360,"ДТПL025-0110.1000",null,"Преобразователь термоэлектрический ДТПL025-0110.1000",3210,3852,"4",179,9025900008,24]
["2023-06-07T16:16:40.813",76406,"ДТПL025-0110.120",null,"Преобразователь термоэлектрический ДТПL025-0110.120",2240,2688,"4",566,9025900008,24]
["2023-06-07T16:16:40.813",16824,"ДТПL025-0110.1250",null,"Преобразователь термоэлектрический ДТПL025-0110.1250",3210,3852,"4",144,9025900008,24]
["2023-06-07T16:16:40.813",76109,"ДТПL025-0110.140",null,"Преобразователь термоэлектрический ДТПL025-0110.140",2240,2688,"4",495,9025900008,24]
["2023-06-07T16:16:40.813",39639,"ДТПL025-0110.1400",null,"Преобразователь термоэлектрический ДТПL025-0110.1400",3855,4626,"По запросу",1,9025900008,24]
["2023-06-07T16:16:40.813",51946,"ДТПL025-0110.1500",null,"Преобразователь термоэлектрический ДТПL025-0110.1500",3855,4626,"По запросу",1,9025900008,24]
["2023-06-07T16:16:40.813",20622,"ДТПL025-0110.160",null,"Преобразователь термоэлектрический ДТПL025-0110.160",2240,2688,"4",440,9025900008,24]
["2023-06-07T16:16:40.813",18561,"ДТПL025-0110.1600",null,"Преобразователь термоэлектрический ДТПL025-0110.1600",3855,4626,"4",113,9025900008,24]
["2023-06-07T16:16:40.813",18164,"ДТПL025-0110.200",null,"Преобразователь термоэлектрический ДТПL025-0110.200",2240,2688,"4",360,9025900008,24]
["2023-06-07T16:16:40.813",18203,"ДТПL025-0110.2000",null,"Преобразователь термоэлектрический ДТПL025-0110.2000",3855,4626,"4",90,9025900008,24]
["2023-06-07T16:16:40.813",18631,"ДТПL025-0110.250",null,"Преобразователь термоэлектрический ДТПL025-0110.250",2380,2856,"4",293,9025900008,24]
["2023-06-07T16:16:40.813",41844,"ДТПL025-0110.300",null,"Преобразователь термоэлектрический ДТПL025-0110.300",2380,2856,"4",248,9025900008,24]
["2023-06-07T16:16:40.813",18204,"ДТПL025-0110.320",null,"Преобразователь термоэлектрический ДТПL025-0110.320",2380,2856,"4",233,9025900008,24]
["2023-06-07T16:16:40.813",16595,"ДТПL025-0110.400",null,"Преобразователь термоэлектрический ДТПL025-0110.400",2380,2856,"4",189,9025900008,24]
["2023-06-07T16:16:40.813",16313,"ДТПL025-0110.450",null,"Преобразователь термоэлектрический ДТПL025-0110.450",2380,2856,"По запросу",1,9025900008,24]
["2023-06-07T16:16:40.813",16583,"ДТПL025-0110.500",null,"Преобразователь термоэлектрический ДТПL025-0110.500",2380,2856,"4",351,9025900008,24]
["2023-06-07T16:16:40.813",44927,"ДТПL025-0110.60",null,"Преобразователь термоэлектрический ДТПL025-0110.60",2240,2688,"4",833,9025900008,24]
["2023-06-07T16:16:40.813",36713,"ДТПL025-0110.630",null,"Преобразователь термоэлектрический ДТПL025-0110.630",2700,3240,"4",281,9025900008,24]
["2023-06-07T16:16:40.813",97695,"ДТПL025-0110.80",null,"Преобразователь термоэлектрический ДТПL025-0110.80",2240,2688,"По запросу",1,9025900008,24]
["2023-06-07T16:16:40.813",39908,"ДТПL025-0110.800",null,"Преобразователь термоэлектрический ДТПL025-0110.800",2700,3240,"4",222,9025900008,24]
["2023-06-07T16:16:40.813",19821,"ДТПL025-0111.1000",null,"Преобразователь термоэлектрический ДТПL025-0111.1000",5065,6078,"4",61,9025900008,24]
["2023-06-07T16:16:40.813",41919,"ДТПL025-0111.200",null,"Преобразователь термоэлектрический ДТПL025-0111.200",4180,5016,"По запросу",1,9025900008,24]
["2023-06-07T16:16:40.813",121564,"ДТПL025-0111.300",null,"Преобразователь термоэлектрический ДТПL025-0111.300",4275,5130,"4",196,9025900008,24]
["2023-06-07T16:16:40.813",44463,"ДТПL025-0111.500",null,"Преобразователь термоэлектрический ДТПL025-0111.500",4275,5130,"По запросу",1,9025900008,24]
["2023-06-07T16:16:40.813",44359,"ДТПL025-0111.600",null,"Преобразователь термоэлектрический ДТПL025-0111.600",4695,5634,"По запросу",1,9025900008,24]
["2023-06-07T16:16:40.813",15814,"ДТПL025-0111.800",null,"Преобразователь термоэлектрический ДТПL025-0111.800",4695,5634,"По запросу",1,9025900008,24]
["2023-06-07T16:16:40.813",44175,"ДТПL025-0200.1000",null,"Преобразователь термоэлектрический ДТПL025-0200.1000",2185,2622,"По запросу",1,9025900008,24]
["2023-06-07T16:16:40.813",51528,"ДТПL025-0200.1200",null,"Преобразователь термоэлектрический ДТПL025-0200.1200",2185,2622,"По запросу",1,9025900008,24]
["2023-06-07T16:16:40.813",50792,"ДТПL025-0200.1250",null,"Преобразователь термоэлектрический ДТПL025-0200.1250",2185,2622,"4",80,9025900008,24]
["2023-06-07T16:16:40.813",71087,"ДТПL025-0200.160",null,"Преобразователь термоэлектрический ДТПL025-0200.160",1295,1554,"4",80,9025900008,24]
["2023-06-07T16:16:40.813",44313,"ДТПL025-0200.1600",null,"Преобразователь термоэлектрический ДТПL025-0200.1600",3630,4356,"4",75,9025900008,24]
["2023-06-07T16:16:40.813",61981,"ДТПL025-0200.200",null,"Преобразователь термоэлектрический ДТПL025-0200.200",1295,1554,"4",80,9025900008,24]
["2023-06-07T16:16:40.813",41031,"ДТПL025-0200.2000",null,"Преобразователь термоэлектрический ДТПL025-0200.2000",3630,4356,"4",60,9025900008,24]
["2023-06-07T16:16:40.813",10906,"ДТПL025-0200.250",null,"Преобразователь термоэлектрический ДТПL025-0200.250",1465,1758,"4",80,9025900008,24]
["2023-06-07T16:16:40.813",20643,"ДТПL025-0200.320",null,"Преобразователь термоэлектрический ДТПL025-0200.320",1465,1758,"По запросу",1,9025900008,24]
["2023-06-07T16:16:40.813",47343,"ДТПL025-0200.400",null,"Преобразователь термоэлектрический ДТПL025-0200.400",1465,1758,"4",80,9025900008,24]
["2023-06-07T16:16:40.813",74685,"ДТПL025-0200.500",null,"Преобразователь термоэлектрический ДТПL025-0200.500",1465,1758,"4",80,9025900008,24]
["2023-06-07T16:16:40.813",30443,"ДТПL025-0200.600",null,"Преобразователь термоэлектрический ДТПL025-0200.600",1575,1890,"По запросу",1,9025900008,24]
["2023-06-07T16:16:40.813",46270,"ДТПL025-0200.630",null,"Преобразователь термоэлектрический ДТПL025-0200.630",1575,1890,"4",80,9025900008,24]
["2023-06-07T16:16:40.813",84479,"ДТПL025-0200.80",null,"Преобразователь термоэлектрический ДТПL025-0200.80",1295,1554,"4",80,9025900008,24]
["2023-06-07T16:16:40.813",10975,"ДТПL025-0200.800",null,"Преобразователь термоэлектрический ДТПL025-0200.800",1575,1890,"4",144,9025900008,24]
["2023-06-07T16:16:40.813",45250,"ДТПL025-0210.1000",null,"Преобразователь термоэлектрический ДТПL025-0210.1000",3855,4626,"По запросу",1,9025900008,24]
["2023-06-07T16:16:40.813",96991,"ДТПL025-0210.180",null,"Преобразователь термоэлектрический ДТПL025-0210.180",2690,3228,"4",180,9025900008,24]
["2023-06-07T16:16:40.813",41346,"ДТПL025-0210.200",null,"Преобразователь термоэлектрический ДТПL025-0210.200",2690,3228,"По запросу",1,9025900008,24]
["2023-06-07T16:16:40.813",96992,"ДТПL025-0210.250",null,"Преобразователь термоэлектрический ДТПL025-0210.250",2860,3432,"4",133,9025900008,24]
["2023-06-07T16:16:40.813",125381,"ДТПL025-0210.320",null,"Преобразователь термоэлектрический ДТПL025-0210.320",2860,3432,"4",106,9025900008,24]
["2023-06-07T16:16:40.813",77718,"ДТПL025-0210.630",null,"Преобразователь термоэлектрический ДТПL025-0210.630",3235,3882,"4",55,9025900008,24]
["2023-06-07T16:16:40.813",45901,"ДТПL025-0210.800",null,"Преобразователь термоэлектрический ДТПL025-0210.800",3235,3882,"4",44,9025900008,24]
["2023-06-07T16:16:40.813",43690,"ДТПL025-0211.1000",null,"Преобразователь термоэлектрический ДТПL025-0211.1000",6075,7290,"По запросу",1,9025900008,24]
["2023-06-07T16:16:40.813",83051,"ДТПL025-0211.400",null,"Преобразователь термоэлектрический ДТПL025-0211.400",5140,6168,"По запросу",1,9025900008,24]
["2023-06-07T16:16:40.813",128286,"ДТПL025-071Т.1000",null,"Преобразователь термоэлектрический ДТПL025-071Т.1000",5490,6588,"6",8,9025900008,24]
["2023-06-07T16:16:40.813",104267,"ДТПL025-071Т.120",null,"Преобразователь термоэлектрический ДТПL025-071Т.120          ",3465,4158,"6",1,9025900008,24]
["2023-06-07T16:16:40.813",112402,"ДТПL025-071Т.200",null,"Преобразователь термоэлектрический ДТПL025-071Т.200",3465,4158,"6",38,9025900008,24]
["2023-06-07T16:16:40.813",104266,"ДТПL025-071Т.250",null,"Преобразователь термоэлектрический ДТПL025-071Т.250",4050,4860,"6",1,9025900008,24]
["2023-06-07T16:16:40.813",135605,"ДТПL025-071Т.320",null,"Преобразователь термоэлектрический ДТПL025-071Т.320",4050,4860,"6",1,9025900008,24]
["2023-06-07T16:16:40.813",107495,"ДТПL025-071Т.400",null,"Преобразователь термоэлектрический ДТПL025-071Т.400",4050,4860,"6",19,9025900008,24]
["2023-06-07T16:16:40.813",107636,"ДТПL025-071Т.500",null,"Преобразователь термоэлектрический ДТПL025-071Т.500",4050,4860,"6",15,9025900008,24]
["2023-06-07T16:16:40.813",112082,"ДТПL025-071Т.60",null,"Преобразователь термоэлектрический ДТПL025-071Т.60",3465,4158,"6",60,9025900008,24]
["2023-06-07T16:16:40.813",126657,"ДТПL025-071Т.80",null,"Преобразователь термоэлектрический ДТПL025-071Т.80",3465,4158,"6",60,9025900008,24]
["2023-06-07T16:16:40.813",111109,"ДТПL025-071Т.800",null,"Преобразователь термоэлектрический ДТПL025-071Т.800",4475,5370,"6",10,9025900008,24]
["2023-06-07T16:16:40.813",55723,"ДТПL025-1000.250",null,"Преобразователь термоэлектрический ДТПL025-1000.250",1210,1452,"По запросу",1,9025900008,24]
["2023-06-07T16:16:40.813",17590,"ДТПL025-1000.800",null,"Преобразователь термоэлектрический ДТПL025-1000.800",1315,1578,"По запросу",1,9025900008,24]
["2023-06-07T16:16:40.813",37429,"ДТПL025-1100.100",null,"Преобразователь термоэлектрический ДТПL025-1100.100",1070,1284,"4",280,9025900008,24]
["2023-06-07T16:16:40.813",110611,"ДТПL025-1100.160",null,"Преобразователь термоэлектрический ДТПL025-1100.160",1070,1284,"4",280,9025900008,24]
["2023-06-07T16:16:40.813",17936,"ДТПL025-1100.250",null,"Преобразователь термоэлектрический ДТПL025-1100.250",1210,1452,"По запросу",1,9025900008,24]
["2023-06-07T16:16:40.813",16843,"ДТПL025-1100.320",null,"Преобразователь термоэлектрический ДТПL025-1100.320",1210,1452,"4",280,9025900008,24]
["2023-06-07T16:16:40.813",38834,"ДТПL025-1100.500",null,"Преобразователь термоэлектрический ДТПL025-1100.500",1210,1452,"4",280,9025900008,24]
["2023-06-07T16:16:40.813",10349,"ДТПL025-1100.630",null,"Преобразователь термоэлектрический ДТПL025-1100.630",1315,1578,"По запросу",1,9025900008,24]
["2023-06-07T16:16:40.813",69418,"ДТПL025-1110.1000",null,"Преобразователь термоэлектрический ДТПL025-1110.1000",3210,3852,"4",179,9025900008,24]
["2023-06-07T16:16:40.813",39956,"ДТПL025-1110.1600",null,"Преобразователь термоэлектрический ДТПL025-1110.1600",3855,4626,"По запросу",1,9025900008,24]
["2023-06-07T16:16:40.813",35354,"ДТПL025-1110.200",null,"Преобразователь термоэлектрический ДТПL025-1110.200",2240,2688,"4",360,9025900008,24]
["2023-06-07T16:16:40.813",39955,"ДТПL025-1110.2000",null,"Преобразователь термоэлектрический ДТПL025-1110.2000",3855,4626,"По запросу",1,9025900008,24]
["2023-06-07T16:16:40.813",55576,"ДТПL025-1110.250",null,"Преобразователь термоэлектрический ДТПL025-1110.250",2380,2856,"По запросу",1,9025900008,24]
["2023-06-07T16:16:40.813",42768,"ДТПL025-1110.320",null,"Преобразователь термоэлектрический ДТПL025-1110.320",2380,2856,"4",233,9025900008,24]
["2023-06-07T16:16:40.813",115908,"ДТПL025-1210.120",null,"Преобразователь термоэлектрический ДТПL025-1210.120",2690,3228,"4",257,9025900008,24]
["2023-06-07T16:16:40.813",125311,"ДТПL025-1210.320",null,"Преобразователь термоэлектрический ДТПL025-1210.320",2860,3432,"По запросу",1,9025900008,24]
["2023-06-07T16:16:40.813",46609,"ДТПL025Л-0100.1000",null,"Преобразователь термоэлектрический ДТПL025Л-0100.1000",1815,2178,"4",412,9025900008,24]
["2023-06-07T16:16:40.813",44258,"ДТПL025Л-0100.1250",null,"Преобразователь термоэлектрический ДТПL025Л-0100.1250",1815,2178,"По запросу",1,9025900008,24]
["2023-06-07T16:16:40.813",46610,"ДТПL025Л-0100.1500",null,"Преобразователь термоэлектрический ДТПL025Л-0100.1500",3025,3630,"По запросу",1,9025900008,24]
["2023-06-07T16:16:40.813",53316,"ДТПL025Л-0100.1600",null,"Преобразователь термоэлектрический ДТПL025Л-0100.1600",3025,3630,"4",264,9025900008,24]
["2023-06-07T16:16:40.813",61114,"ДТПL025Л-0100.200",null,"Преобразователь термоэлектрический ДТПL025Л-0100.200",1070,1284,"По запросу",1,9025900008,24]
["2023-06-07T16:16:40.813",47743,"ДТПL025Л-0100.2000",null,"Преобразователь термоэлектрический ДТПL025Л-0100.2000",3025,3630,"По запросу",1,9025900008,24]
["2023-06-07T16:16:40.813",44426,"ДТПL025Л-0100.250",null,"Преобразователь термоэлектрический ДТПL025Л-0100.250",1210,1452,"4",441,9025900008,24]
["2023-06-07T16:16:40.813",50311,"ДТПL025Л-0100.320",null,"Преобразователь термоэлектрический ДТПL025Л-0100.320",1210,1452,"4",833,9025900008,24]
["2023-06-07T16:16:40.813",46215,"ДТПL025Л-0100.400",null,"Преобразователь термоэлектрический ДТПL025Л-0100.400",1210,1452,"4",833,9025900008,24]
["2023-06-07T16:16:40.813",46611,"ДТПL025Л-0100.450",null,"Преобразователь термоэлектрический ДТПL025Л-0100.450",1210,1452,"По запросу",1,9025900008,24]
["2023-06-07T16:16:40.813",41248,"ДТПL025Л-0100.500",null,"Преобразователь термоэлектрический ДТПL025Л-0100.500",1210,1452,"4",774,9025900008,24]
["2023-06-07T16:16:40.813",40699,"ДТПL025Л-0100.630",null,"Преобразователь термоэлектрический ДТПL025Л-0100.630",1315,1578,"4",630,9025900008,24]
["2023-06-07T16:16:40.813",80388,"ДТПL025Л-0100.800",null,"Преобразователь термоэлектрический ДТПL025Л-0100.800",1315,1578,"4",507,9025900008,24]
["2023-06-07T16:16:40.813",121521,"ДТПL025Л-0110.1250",null,"Преобразователь термоэлектрический ДТПL025Л-0110.1250",3210,3852,"По запросу",1,9025900008,24]
["2023-06-07T16:16:40.813",111229,"ДТПL025Л-0110.200",null,"Преобразователь термоэлектрический ДТПL025Л-0110.200",2240,2688,"4",336,9025900008,24]
["2023-06-07T16:16:40.813",117129,"ДТПL025Л-0110.250",null,"Преобразователь термоэлектрический ДТПL025Л-0110.250",2380,2856,"4",293,9025900008,24]
["2023-06-07T16:16:40.813",105676,"ДТПL025Л-0110.320",null,"Преобразователь термоэлектрический ДТПL025Л-0110.320",2380,2856,"4",233,9025900008,24]
["2023-06-07T16:16:40.813",68022,"ДТПL025Л-0110.500",null,"Преобразователь термоэлектрический ДТПL025Л-0110.500",2380,2856,"По запросу",1,9025900008,24]
["2023-06-07T16:16:40.813",46963,"ДТПL025Л-0110.630",null,"Преобразователь термоэлектрический ДТПL025Л-0110.630",2700,3240,"По запросу",1,9025900008,24]
["2023-06-07T16:16:40.813",80624,"ДТПL025Л-0110.800",null,"Преобразователь термоэлектрический ДТПL025Л-0110.800",2700,3240,"4",222,9025900008,24]
["2023-06-07T16:16:40.813",87789,"ДТПL025Л-1000.1000",null,"Преобразователь термоэлектрический ДТПL025Л-1000.1000",1815,2178,"4",833,9025900008,24]
["2023-06-07T16:16:40.813",133164,"ДТПL031-0,5/0,01/0,2",null,"Преобразователь термоэлектрический ДТПL031-0,5/0,01/0,2",627,752.4,"4",145,9025900008,24]
["2023-06-07T16:16:40.813",121606,"ДТПL031-0,5/0,01/1",null,"Преобразователь термоэлектрический ДТПL031-0,5/0,01/1",867,1040.4000000000001,"4",145,9025900008,24]
["2023-06-07T16:16:40.813",53009,"ДТПL031-0,5/0,01/1,5",null,"Преобразователь термоэлектрический ДТПL031-0,5/0,01/1,5",1017,1220.4000000000001,"4",145,9025900008,24]
["2023-06-07T16:16:40.813",62576,"ДТПL031-0,5/0,01/4",null,"Преобразователь термоэлектрический ДТПL031-0,5/0,01/4",1767,2120.4,"4",145,9025900008,24]
["2023-06-07T16:16:40.813",16554,"ДТПL031-0,5/0,02/0,3",null,"Преобразователь термоэлектрический ДТПL031-0,5/0,02/0,3",668,801.6,"4",145,9025900008,24]
["2023-06-07T16:16:40.813",38002,"ДТПL031-0,5/0,02/1",null,"Преобразователь термоэлектрический ДТПL031-0,5/0,02/1",878,1053.5999999999999,"По запросу",1,9025900008,24]
["2023-06-07T16:16:40.813",133174,"ДТПL031-0,5/0,02/2,5",null,"Преобразователь термоэлектрический ДТПL031-0,5/0,02/2,5",1328,1593.6,"4",1,9025900008,24]
["2023-06-07T16:16:40.813",86897,"ДТПL031-0,5/0,03/0,5",null,"Преобразователь термоэлектрический ДТПL031-0,5/0,03/0,5",740,888,"4",145,9025900008,24]
["2023-06-07T16:16:40.813",56203,"ДТПL031-0,5/0,03/1,5",null,"Преобразователь термоэлектрический ДТПL031-0,5/0,03/1,5",1040,1248,"4",145,9025900008,24]
["2023-06-07T16:16:40.813",84317,"ДТПL031-0,5/0,03/2",null,"Преобразователь термоэлектрический ДТПL031-0,5/0,03/2",1190,1428,"4",145,9025900008,24]
["2023-06-07T16:16:40.813",49279,"ДТПL031-0,5/0,04/1",null,"Преобразователь термоэлектрический ДТПL031-0,5/0,04/1",901,1081.2,"4",1,9025900008,24]
["2023-06-07T16:16:40.813",84320,"ДТПL031-0,5/0,04/2",null,"Преобразователь термоэлектрический ДТПL031-0,5/0,04/2",1201,1441.2,"4",145,9025900008,24]
["2023-06-07T16:16:40.813",85530,"ДТПL031-0,5/0,05/0,25",null,"Преобразователь термоэлектрический ДТПL031-0,5/0,05/0,25",687,824.4,"4",145,9025900008,24]
["2023-06-07T16:16:40.813",106676,"ДТПL031-0,5/0,05/0,7",null,"Преобразователь термоэлектрический ДТПL031-0,5/0,05/0,7",822,986.4,"4",145,9025900008,24]
["2023-06-07T16:16:40.813",44171,"ДТПL031-0,5/0,05/1",null,"Преобразователь термоэлектрический ДТПL031-0,5/0,05/1",912,1094.4000000000001,"4",145,9025900008,24]
["2023-06-07T16:16:40.813",22035,"ДТПL031-0,5/0,05/1,5",null,"Преобразователь термоэлектрический ДТПL031-0,5/0,05/1,5",1062,1274.4000000000001,"По запросу",1,9025900008,24]
["2023-06-07T16:16:40.813",104177,"ДТПL031-0,5/0,05/10",null,"Преобразователь термоэлектрический ДТПL031-0,5/0,05/10",3612,4334.3999999999996,"4",145,9025900008,24]
["2023-06-07T16:16:40.813",18963,"ДТПL031-0,5/0,05/2",null,"Преобразователь термоэлектрический ДТПL031-0,5/0,05/2",1212,1454.4,"4",145,9025900008,24]
["2023-06-07T16:16:40.813",68087,"ДТПL031-0,5/0,05/5",null,"Преобразователь термоэлектрический ДТПL031-0,5/0,05/5",2112,2534.4,"4",145,9025900008,24]
["2023-06-07T16:16:40.813",131942,"ДТПL031-0,5/0,07/3",null,"Преобразователь термоэлектрический ДТПL031-0,5/0,07/3",1535,1842,"По запросу",1,9025900008,24]
["2023-06-07T16:16:40.813",84319,"ДТПL031-0,5/0,09/2",null,"Преобразователь термоэлектрический ДТПL031-0,5/0,09/2",1258,1509.6,"4",145,9025900008,24]
["2023-06-07T16:16:40.813",128805,"ДТПL031-0,5/0,09/5",null,"Преобразователь термоэлектрический ДТПL031-0,5/0,09/5",2158,2589.6,"4",145,9025900008,24]
["2023-06-07T16:16:40.813",41281,"ДТПL031-0,5/0,1/0,2",null,"Преобразователь термоэлектрический ДТПL031-0,5/0,1/0,2",729,874.8,"По запросу",1,9025900008,24]
["2023-06-07T16:16:40.813",60346,"ДТПL031-0,5/0,1/0,5",null,"Преобразователь термоэлектрический ДТПL031-0,5/0,1/0,5",819,982.8,"4",1,9025900008,24]
["2023-06-07T16:16:40.813",45709,"ДТПL031-0,5/0,1/2",null,"Преобразователь термоэлектрический ДТПL031-0,5/0,1/2",1269,1522.8,"4",145,9025900008,24]
["2023-06-07T16:16:40.813",84318,"ДТПL031-0,5/0,11/2",null,"Преобразователь термоэлектрический ДТПL031-0,5/0,11/2",1281,1537.2,"4",145,9025900008,24]
["2023-06-07T16:16:40.813",53949,"ДТПL031-0,5/0,13/0,15",null,"Преобразователь термоэлектрический ДТПL031-0,5/0,13/0,15",749,898.8,"По запросу",1,9025900008,24]
["2023-06-07T16:16:40.813",61989,"ДТПL031-0,5/0,15/0,2",null,"Преобразователь термоэлектрический ДТПL031-0,5/0,15/0,2",786,943.2,"По запросу",1,9025900008,24]
["2023-06-07T16:16:40.813",20940,"ДТПL031-0,5/0,15/0,35",null,"Преобразователь термоэлектрический ДТПL031-0,5/0,15/0,35",831,997.2,"По запросу",1,9025900008,24]
["2023-06-07T16:16:40.813",110400,"ДТПL031-0,5/0,15/0,5",null,"Преобразователь термоэлектрический ДТПL031-0,5/0,15/0,5",876,1051.2,"4",145,9025900008,24]
["2023-06-07T16:16:40.813",18289,"ДТПL031-0,5/0,15/1,5",null,"Преобразователь термоэлектрический ДТПL031-0,5/0,15/1,5",1176,1411.2,"4",145,9025900008,24]
["2023-06-07T16:16:40.813",109411,"ДТПL031-0,5/0,15/2",null,"Преобразователь термоэлектрический ДТПL031-0,5/0,15/2",1326,1591.2,"4",145,9025900008,24]
["2023-06-07T16:16:40.813",82921,"ДТПL031-0,5/0,15/2,5",null,"Преобразователь термоэлектрический ДТПL031-0,5/0,15/2,5",1476,1771.2,"По запросу",1,9025900008,24]
["2023-06-07T16:16:40.813",127851,"ДТПL031-0,5/0,17/1",null,"Преобразователь термоэлектрический ДТПL031-0,5/0,17/1",1049,1258.8,"4",145,9025900008,24]
["2023-06-07T16:16:40.813",130768,"ДТПL031-0,5/0,17/2",null,"Преобразователь термоэлектрический ДТПL031-0,5/0,17/2",1349,1618.8,"4",145,9025900008,24]
["2023-06-07T16:16:40.813",53950,"ДТПL031-0,5/0,18/0,23",null,"Преобразователь термоэлектрический ДТПL031-0,5/0,18/0,23",830,996,"По запросу",1,9025900008,24]
["2023-06-07T16:16:40.813",81459,"ДТПL031-0,5/0,18/0,5",null,"Преобразователь термоэлектрический ДТПL031-0,5/0,18/0,5",911,1093.2,"По запросу",1,9025900008,24]
["2023-06-07T16:16:40.813",73583,"ДТПL031-0,5/0,2/0,1",null,"Преобразователь термоэлектрический ДТПL031-0,5/0,2/0,1",813,975.6,"4",145,9025900008,24]
["2023-06-07T16:16:40.813",117534,"ДТПL031-0,5/0,2/0,4",null,"Преобразователь термоэлектрический ДТПL031-0,5/0,2/0,4",903,1083.5999999999999,"4",145,9025900008,24]
["2023-06-07T16:16:40.813",64359,"ДТПL031-0,5/0,2/0,5",null,"Преобразователь термоэлектрический ДТПL031-0,5/0,2/0,5",933,1119.5999999999999,"4",145,9025900008,24]
["2023-06-07T16:16:40.813",83407,"ДТПL031-0,5/0,2/0,7",null,"Преобразователь термоэлектрический ДТПL031-0,5/0,2/0,7",993,1191.5999999999999,"4",145,9025900008,24]
["2023-06-07T16:16:40.813",41715,"ДТПL031-0,5/0,2/1",null,"Преобразователь термоэлектрический ДТПL031-0,5/0,2/1",1083,1299.5999999999999,"4",145,9025900008,24]
["2023-06-07T16:16:40.813",93831,"ДТПL031-0,5/0,2/10",null,"Преобразователь термоэлектрический ДТПL031-0,5/0,2/10 ",3783,4539.6000000000004,"4",145,9025900008,24]
["2023-06-07T16:16:40.813",69894,"ДТПL031-0,5/0,2/2",null,"Преобразователь термоэлектрический ДТПL031-0,5/0,2/2",1383,1659.6,"4",145,9025900008,24]
["2023-06-07T16:16:40.813",77159,"ДТПL031-0,5/0,2/2,5",null,"Преобразователь термоэлектрический ДТПL031-0,5/0,2/2,5",1533,1839.6,"4",145,9025900008,24]
["2023-06-07T16:16:40.813",89282,"ДТПL031-0,5/0,2/20",null,"Преобразователь термоэлектрический ДТПL031-0,5/0,2/20",6783,8139.6,"4",99,9025900008,24]
["2023-06-07T16:16:40.813",56347,"ДТПL031-0,5/0,2/3",null,"Преобразователь термоэлектрический ДТПL031-0,5/0,2/3",1683,2019.6,"4",145,9025900008,24]
["2023-06-07T16:16:40.813",132607,"ДТПL031-0,5/0,2/4",null,"Преобразователь термоэлектрический ДТПL031-0,5/0,2/4",1983,2379.6,"4",145,9025900008,24]
["2023-06-07T16:16:40.813",65100,"ДТПL031-0,5/0,2/5",null,"Преобразователь термоэлектрический ДТПL031-0,5/0,2/5",2283,2739.6,"4",1,9025900008,24]
["2023-06-07T16:16:40.813",107087,"ДТПL031-0,5/0,2/6",null,"Преобразователь термоэлектрический ДТПL031-0,5/0,2/6",2583,3099.6,"4",145,9025900008,24]
["2023-06-07T16:16:40.813",132608,"ДТПL031-0,5/0,2/9",null,"Преобразователь термоэлектрический ДТПL031-0,5/0,2/9",3483,4179.6000000000004,"4",145,9025900008,24]
["2023-06-07T16:16:40.813",106147,"ДТПL031-0,5/0,25/0,25",null,"Преобразователь термоэлектрический ДТПL031-0,5/0,25/0,25",915,1098,"4",145,9025900008,24]
["2023-06-07T16:16:40.813",109412,"ДТПL031-0,5/0,25/2",null,"Преобразователь термоэлектрический ДТПL031-0,5/0,25/2",1440,1728,"По запросу",1,9025900008,24]
["2023-06-07T16:16:40.813",41280,"ДТПL031-0,5/0,3/1,3",null,"Преобразователь термоэлектрический ДТПL031-0,5/0,3/1,3",1287,1544.4,"4",145,9025900008,24]
["2023-06-07T16:16:40.813",88853,"ДТПL031-0,5/0,3/10",null,"Преобразователь термоэлектрический ДТПL031-0,5/0,3/10",3897,4676.3999999999996,"4",145,9025900008,24]
["2023-06-07T16:16:40.813",88852,"ДТПL031-0,5/0,3/12",null,"Преобразователь термоэлектрический ДТПL031-0,5/0,3/12",4497,5396.4,"4",145,9025900008,24]
["2023-06-07T16:16:40.813",94126,"ДТПL031-0,5/0,3/15",null,"Преобразователь термоэлектрический ДТПL031-0,5/0,3/15",5397,6476.4,"4",130,9025900008,24]
["2023-06-07T16:16:40.813",88851,"ДТПL031-0,5/0,3/17",null,"Преобразователь термоэлектрический ДТПL031-0,5/0,3/17",5997,7196.4,"4",115,9025900008,24]
["2023-06-07T16:16:40.813",52043,"ДТПL031-0,5/0,3/3",null,"Преобразователь термоэлектрический ДТПL031-0,5/0,3/3",1797,2156.4,"4",145,9025900008,24]
["2023-06-07T16:16:40.813",31743,"ДТПL031-0,5/0,3/5",null,"Преобразователь термоэлектрический ДТПL031-0,5/0,3/5",2397,2876.4,"По запросу",1,9025900008,24]
["2023-06-07T16:16:40.813",106153,"ДТПL031-0,5/0,35/3",null,"Преобразователь термоэлектрический ДТПL031-0,5/0,35/3",1854,2224.8000000000002,"4",145,9025900008,24]
["2023-06-07T16:16:40.813",62071,"ДТПL031-0,5/0,5/0,5",null,"Преобразователь термоэлектрический ДТПL031-0,5/0,5/0,5",1275,1530,"4",1,9025900008,24]
["2023-06-07T16:16:40.813",42214,"ДТПL031-0,5/0,5/1,5",null,"Преобразователь термоэлектрический ДТПL031-0,5/0,5/1,5",1575,1890,"4",145,9025900008,24]
["2023-06-07T16:16:40.813",45674,"ДТПL031-0,5/0,5/15",null,"Преобразователь термоэлектрический ДТПL031-0,5/0,5/15",5625,6750,"По запросу",1,9025900008,24]
["2023-06-07T16:16:40.813",42390,"ДТПL031-0,5/0,5/2",null,"Преобразователь термоэлектрический ДТПL031-0,5/0,5/2",1725,2070,"4",145,9025900008,24]
["2023-06-07T16:16:40.813",45123,"ДТПL031-0,5/0,5/2,5",null,"Преобразователь термоэлектрический ДТПL031-0,5/0,5/2,5",1875,2250,"По запросу",1,9025900008,24]
["2023-06-07T16:16:40.813",42806,"ДТПL031-0,5/0,5/5",null,"Преобразователь термоэлектрический ДТПL031-0,5/0,5/5",2625,3150,"4",1,9025900008,24]
["2023-06-07T16:16:40.813",60254,"ДТПL031-0,5/0,6/3",null,"Преобразователь термоэлектрический ДТПL031-0,5/0,6/3",2139,2566.8000000000002,"По запросу",1,9025900008,24]
["2023-06-07T16:16:40.813",132030,"ДТПL031-0,5/0,7/3",null,"Преобразователь термоэлектрический ДТПL031-0,5/0,7/3",2253,2703.6,"4",145,9025900008,24]
["2023-06-07T16:16:40.813",107712,"ДТПL031-0,5/0,7/5",null,"Преобразователь термоэлектрический ДТПL031-0,5/0,7/5",2853,3423.6,"По запросу",1,9025900008,24]
["2023-06-07T16:16:40.813",107705,"ДТПL031-0,5/0,7/6",null,"Преобразователь термоэлектрический ДТПL031-0,5/0,7/6",3153,3783.6,"4",145,9025900008,24]
["2023-06-07T16:16:40.813",100835,"ДТПL031-0,5/1,0/0,5",null,"Преобразователь термоэлектрический ДТПL031-0,5/1,0/0,5",1845,2214,"4",145,9025900008,24]
["2023-06-07T16:16:40.813",48813,"ДТПL031-0,5/1,0/4",null,"Преобразователь термоэлектрический ДТПL031-0,5/1,0/4",2895,3474,"По запросу",1,9025900008,24]
["2023-06-07T16:16:40.813",55186,"ДТПL031-0,5/1,5/0,2",null,"Преобразователь термоэлектрический ДТПL031-0,5/1,5/0,2",2325,2790,"По запросу",1,9025900008,24]
["2023-06-07T16:16:40.813",30325,"ДТПL031-0,5/1,5/0,5",null,"Преобразователь термоэлектрический ДТПL031-0,5/1,5/0,5",2415,2898,"По запросу",1,9025900008,24]
["2023-06-07T16:16:40.813",20135,"ДТПL031-0,5/1,5/1",null,"Преобразователь термоэлектрический ДТПL031-0,5/1,5/1",2565,3078,"По запросу",1,9025900008,24]
["2023-06-07T16:16:40.813",45115,"ДТПL031-0,5/1,5/1,3",null,"Преобразователь термоэлектрический ДТПL031-0,5/1,5/1,3",2655,3186,"По запросу",1,9025900008,24]
["2023-06-07T16:16:40.813",37867,"ДТПL031-0,5/1,5/2",null,"Преобразователь термоэлектрический ДТПL031-0,5/1,5/2",2865,3438,"По запросу",1,9025900008,24]
["2023-06-07T16:16:40.813",31289,"ДТПL031-0,5/1,5/3",null,"Преобразователь термоэлектрический ДТПL031-0,5/1,5/3",3165,3798,"По запросу",1,9025900008,24]
["2023-06-07T16:16:40.813",36085,"ДТПL031-0,5/1,5/5",null,"Преобразователь термоэлектрический ДТПL031-0,5/1,5/5",3765,4518,"4",1,9025900008,24]
["2023-06-07T16:16:40.813",53613,"ДТПL031-0,5/2/0,5",null,"Преобразователь термоэлектрический ДТПL031-0,5/2/0,5",2985,3582,"По запросу",1,9025900008,24]
["2023-06-07T16:16:40.813",106677,"ДТПL031-0,7/0,05/0,7",null,"Преобразователь термоэлектрический ДТПL031-0,7/0,05/0,7",864,1036.8,"4",145,9025900008,24]
["2023-06-07T16:16:40.813",121623,"ДТПL031-0,7/0,05/10",null,"Преобразователь термоэлектрический ДТПL031-0,7/0,05/10",4119,4942.8,"4",56,9025900008,24]
["2023-06-07T16:16:40.813",22217,"ДТПL031-0,7/0,08/0,1",null,"Преобразователь термоэлектрический ДТПL031-0,7/0,08/0,1",692,830.4,"По запросу",1,9025900008,24]
["2023-06-07T16:16:40.813",52213,"ДТПL031-0,7/0,08/2",null,"Преобразователь термоэлектрический ДТПL031-0,7/0,08/2",1357,1628.4,"4",145,9025900008,24]
["2023-06-07T16:16:40.813",123884,"ДТПL031-0,7/0,09/2",null,"Преобразователь термоэлектрический ДТПL031-0,7/0,09/2",1370,1644,"4",145,9025900008,24]
["2023-06-07T16:16:40.813",39584,"ДТПL031-0,7/0,1/0,2",null,"Преобразователь термоэлектрический ДТПL031-0,7/0,1/0,2",752,902.4,"4",145,9025900008,24]
["2023-06-07T16:16:40.813",37259,"ДТПL031-0,7/0,1/1,5",null,"Преобразователь термоэлектрический ДТПL031-0,7/0,1/1,5",1207,1448.4,"По запросу",1,9025900008,24]
["2023-06-07T16:16:40.813",39811,"ДТПL031-0,7/0,1/2",null,"Преобразователь термоэлектрический ДТПL031-0,7/0,1/2",1382,1658.4,"4",145,9025900008,24]
["2023-06-07T16:16:40.813",43633,"ДТПL031-0,7/0,1/2,5",null,"Преобразователь термоэлектрический ДТПL031-0,7/0,1/2,5",1557,1868.4,"4",145,9025900008,24]
["2023-06-07T16:16:40.813",80183,"ДТПL031-0,7/0,1/5",null,"Преобразователь термоэлектрический ДТПL031-0,7/0,1/5",2432,2918.4,"По запросу",1,9025900008,24]
["2023-06-07T16:16:40.813",49677,"ДТПL031-0,7/0,1/6",null,"Преобразователь термоэлектрический ДТПL031-0,7/0,1/6",2782,3338.4,"4",92,9025900008,24]
["2023-06-07T16:16:40.813",108628,"ДТПL031-0,7/0,13/2",null,"Преобразователь термоэлектрический ДТПL031-0,7/0,13/2",1421,1705.2,"4",145,9025900008,24]
["2023-06-07T16:16:40.813",41008,"ДТПL031-0,7/0,15/0,85",null,"Преобразователь термоэлектрический ДТПL031-0,7/0,15/0,85",1043,1251.5999999999999,"4",145,9025900008,24]
["2023-06-07T16:16:40.813",16363,"ДТПL031-0,7/0,15/1,5",null,"Преобразователь термоэлектрический ДТПL031-0,7/0,15/1,5",1271,1525.2,"По запросу",1,9025900008,24]
["2023-06-07T16:16:40.813",109402,"ДТПL031-0,7/0,15/2",null,"Преобразователь термоэлектрический ДТПL031-0,7/0,15/2",1446,1735.2,"4",145,9025900008,24]
["2023-06-07T16:16:40.813",109878,"ДТПL031-0,7/0,15/20",null,"Преобразователь термоэлектрический ДТПL031-0,7/0,15/20",7746,9295.2000000000007,"4",28,9025900008,24]
["2023-06-07T16:16:40.813",56739,"ДТПL031-0,7/0,2/0,2",null,"Преобразователь термоэлектрический ДТПL031-0,7/0,2/0,2",879,1054.8,"По запросу",1,9025900008,24]
["2023-06-07T16:16:40.813",56912,"ДТПL031-0,7/0,2/0,3",null,"Преобразователь термоэлектрический ДТПL031-0,7/0,2/0,3",914,1096.8,"По запросу",1,9025900008,24]
["2023-06-07T16:16:40.813",107614,"ДТПL031-0,7/0,2/0,5",null,"Преобразователь термоэлектрический ДТПL031-0,7/0,2/0,5",984,1180.8,"4",145,9025900008,24]
["2023-06-07T16:16:40.813",125499,"ДТПL031-0,7/0,2/1",null,"Преобразователь термоэлектрический ДТПL031-0,7/0,2/1",1159,1390.8,"4",145,9025900008,24]
["2023-06-07T16:16:40.813",98280,"ДТПL031-0,7/0,2/1,2",null,"Преобразователь термоэлектрический ДТПL031-0,7/0,2/1,2",1229,1474.8,"4",145,9025900008,24]
["2023-06-07T16:16:40.813",95212,"ДТПL031-0,7/0,2/10",null,"Преобразователь термоэлектрический ДТПL031-0,7/0,2/10",4309,5170.8,"4",55,9025900008,24]
["2023-06-07T16:16:40.813",62254,"ДТПL031-0,7/0,2/2,5",null,"Преобразователь термоэлектрический ДТПL031-0,7/0,2/2,5",1684,2020.8,"4",145,9025900008,24]
["2023-06-07T16:16:40.813",91240,"ДТПL031-0,7/0,2/3",null,"Преобразователь термоэлектрический ДТПL031-0,7/0,2/3",1859,2230.8000000000002,"4",145,9025900008,24]
["2023-06-07T16:16:40.813",58247,"ДТПL031-0,7/0,2/4",null,"Преобразователь термоэлектрический ДТПL031-0,7/0,2/4",2209,2650.8,"По запросу",1,9025900008,24]
["2023-06-07T16:16:40.813",97737,"ДТПL031-0,7/0,2/5",null,"Преобразователь термоэлектрический ДТПL031-0,7/0,2/5",2559,3070.8,"4",108,9025900008,24]
["2023-06-07T16:16:40.813",20787,"ДТПL031-0,7/0,25/0,5",null,"Преобразователь термоэлектрический ДТПL031-0,7/0,25/0,5",1048,1257.5999999999999,"По запросу",1,9025900008,24]
["2023-06-07T16:16:40.813",11360,"ДТПL031-0,7/0,25/1,5",null,"Преобразователь термоэлектрический ДТПL031-0,7/0,25/1,5",1398,1677.6,"По запросу",1,9025900008,24]
["2023-06-07T16:16:40.813",11362,"ДТПL031-0,7/0,25/10",null,"Преобразователь термоэлектрический ДТПL031-0,7/0,25/10",4373,5247.6,"По запросу",1,9025900008,24]
["2023-06-07T16:16:40.813",108629,"ДТПL031-0,7/0,25/2",null,"Преобразователь термоэлектрический ДТПL031-0,7/0,25/2",1573,1887.6,"4",145,9025900008,24]
["2023-06-07T16:16:40.813",47182,"ДТПL031-0,7/0,25/3",null,"Преобразователь термоэлектрический ДТПL031-0,7/0,25/3",1923,2307.6,"По запросу",1,9025900008,24]
["2023-06-07T16:16:40.813",11361,"ДТПL031-0,7/0,25/5",null,"Преобразователь термоэлектрический ДТПL031-0,7/0,25/5",2623,3147.6,"По запросу",1,9025900008,24]
["2023-06-07T16:16:40.813",51507,"ДТПL031-0,7/0,3/10",null,"Преобразователь термоэлектрический ДТПL031-0,7/0,3/10",4436,5323.2,"По запросу",1,9025900008,24]
["2023-06-07T16:16:40.813",77231,"ДТПL031-0,7/0,3/2",null,"Преобразователь термоэлектрический ДТПL031-0,7/0,3/2",1636,1963.2,"По запросу",1,9025900008,24]
["2023-06-07T16:16:40.813",46260,"ДТПL031-0,7/0,3/3",null,"Преобразователь термоэлектрический ДТПL031-0,7/0,3/3",1986,2383.1999999999998,"По запросу",1,9025900008,24]
["2023-06-07T16:16:40.813",41257,"ДТПL031-0,7/0,3/5",null,"Преобразователь термоэлектрический ДТПL031-0,7/0,3/5",2686,3223.2,"По запросу",1,9025900008,24]
["2023-06-07T16:16:40.813",49452,"ДТПL031-0,7/0,3/7",null,"Преобразователь термоэлектрический ДТПL031-0,7/0,3/7",3386,4063.2,"По запросу",1,9025900008,24]
["2023-06-07T16:16:40.813",99771,"ДТПL031-0,7/0,5/0,1",null,"Преобразователь термоэлектрический ДТПL031-0,7/0,5/0,1",1225,1470,"4",145,9025900008,24]
["2023-06-07T16:16:40.813",39517,"ДТПL031-0,7/0,5/1,5",null,"Преобразователь термоэлектрический ДТПL031-0,7/0,5/1,5",1715,2058,"4",145,9025900008,24]
["2023-06-07T16:16:40.813",32072,"ДТПL031-0,7/0,5/15",null,"Преобразователь термоэлектрический ДТПL031-0,7/0,5/15",6440,7728,"По запросу",1,9025900008,24]
["2023-06-07T16:16:40.813",71940,"ДТПL031-0,7/0,5/2",null,"Преобразователь термоэлектрический ДТПL031-0,7/0,5/2",1890,2268,"По запросу",1,9025900008,24]
["2023-06-07T16:16:40.813",36907,"ДТПL031-0,7/0,5/25",null,"Преобразователь термоэлектрический ДТПL031-0,7/0,5/25",9940,11928,"По запросу",1,9025900008,24]
["2023-06-07T16:16:40.813",40803,"ДТПL031-0,7/0,5/3",null,"Преобразователь термоэлектрический ДТПL031-0,7/0,5/3",2240,2688,"По запросу",1,9025900008,24]
["2023-06-07T16:16:40.813",30969,"ДТПL031-0,7/0,5/4",null,"Преобразователь термоэлектрический ДТПL031-0,7/0,5/4",2590,3108,"По запросу",1,9025900008,24]
["2023-06-07T16:16:40.813",132778,"ДТПL031-0,7/0,5/5",null,"Преобразователь термоэлектрический ДТПL031-0,7/0,5/5",2940,3528,"4",1,9025900008,24]
["2023-06-07T16:16:40.813",54114,"ДТПL031-0,7/0,5/6",null,"Преобразователь термоэлектрический ДТПL031-0,7/0,5/6",3290,3948,"По запросу",1,9025900008,24]
["2023-06-07T16:16:40.813",52674,"ДТПL031-0,7/0,6/0,3",null,"Преобразователь термоэлектрический ДТПL031-0,7/0,6/0,3",1422,1706.4,"По запросу",1,9025900008,24]
["2023-06-07T16:16:40.813",61158,"ДТПL031-0,7/0,6/5",null,"Преобразователь термоэлектрический ДТПL031-0,7/0,6/5",3067,3680.4,"По запросу",1,9025900008,24]
["2023-06-07T16:16:40.813",46692,"ДТПL031-0,7/0,65/1",null,"Преобразователь термоэлектрический ДТПL031-0,7/0,65/1",1731,2077.1999999999998,"По запросу",1,9025900008,24]
["2023-06-07T16:16:40.813",46723,"ДТПL031-0,7/0,65/2",null,"Преобразователь термоэлектрический ДТПL031-0,7/0,65/2",2081,2497.1999999999998,"По запросу",1,9025900008,24]
["2023-06-07T16:16:40.813",53612,"ДТПL031-0,7/0,7/4",null,"Преобразователь термоэлектрический ДТПL031-0,7/0,7/4",2844,3412.8,"По запросу",1,9025900008,24]
["2023-06-07T16:16:40.813",42785,"ДТПL031-0,7/1,5/1",null,"Преобразователь термоэлектрический ДТПL031-0,7/1,5/1",2810,3372,"4",122,9025900008,24]
["2023-06-07T16:16:40.813",30911,"ДТПL031-0,7/1,5/15",null,"Преобразователь термоэлектрический ДТПL031-0,7/1,5/15",7710,9252,"По запросу",1,9025900008,24]
["2023-06-07T16:16:40.813",48522,"ДТПL031-0,7/1,5/2",null,"Преобразователь термоэлектрический ДТПL031-0,7/1,5/2",3160,3792,"По запросу",1,9025900008,24]
["2023-06-07T16:16:40.813",30914,"ДТПL031-0,7/1,5/20",null,"Преобразователь термоэлектрический ДТПL031-0,7/1,5/20",9460,11352,"По запросу",1,9025900008,24]
["2023-06-07T16:16:40.813",21794,"ДТПL031-0,7/1,5/3",null,"Преобразователь термоэлектрический ДТПL031-0,7/1,5/3",3510,4212,"По запросу",1,9025900008,24]
["2023-06-07T16:16:40.813",20073,"ДТПL031-0,7/1,5/5",null,"Преобразователь термоэлектрический ДТПL031-0,7/1,5/5",4210,5052,"По запросу",1,9025900008,24]
["2023-06-07T16:16:40.813",132779,"ДТПL031-0,7/1/0,2",null,"Преобразователь термоэлектрический ДТПL031-0,7/1/0,2",1895,2274,"4",1,9025900008,24]
["2023-06-07T16:16:40.813",57407,"ДТПL031-0,7/1/1",null,"Преобразователь термоэлектрический ДТПL031-0,7/1/1",2175,2610,"По запросу",1,9025900008,24]
["2023-06-07T16:16:40.813",79202,"ДТПL031-0,7/2/0,5",null,"Преобразователь термоэлектрический ДТПL031-0,7/2/0,5",3270,3924,"4",91,9025900008,24]
["2023-06-07T16:16:40.813",118610,"ДТПL031-0,7/2/1,5",null,"Преобразователь термоэлектрический ДТПL031-0,7/2/1,5",3620,4344,"4",91,9025900008,24]
["2023-06-07T16:16:40.813",117003,"ДТПL031-0,7/3/6",null,"Преобразователь термоэлектрический ДТПL031-0,7/3/6",6465,7758,"4",61,9025900008,24]
["2023-06-07T16:16:40.813",30780,"ДТПL031-1,2/0,12/2",null,"Преобразователь термоэлектрический ДТПL031-1,2/0,12/2",1625,1950,"По запросу",1,9025900008,24]
["2023-06-07T16:16:40.813",55645,"ДТПL031-1,2/0,12/3",null,"Преобразователь термоэлектрический ДТПL031-1,2/0,12/3",2075,2490,"4",40,9025900008,24]
["2023-06-07T16:16:40.813",68718,"ДТПL031-1,2/0,15/0,6",null,"Преобразователь термоэлектрический ДТПL031-1,2/0,15/0,6",1037,1244.4000000000001,"По запросу",1,9025900008,24]
["2023-06-07T16:16:40.813",64018,"ДТПL031-1,2/0,15/4",null,"Преобразователь термоэлектрический ДТПL031-1,2/0,15/4",2567,3080.4,"По запросу",1,9025900008,24]
["2023-06-07T16:16:40.813",36147,"ДТПL031-1,2/0,16/2",null,"Преобразователь термоэлектрический ДТПL031-1,2/0,16/2",1681,2017.2,"4",1,9025900008,24]
["2023-06-07T16:16:40.813",82593,"ДТПL031-1,2/0,2/2",null,"Преобразователь термоэлектрический ДТПL031-1,2/0,2/2",1737,2084.4,"По запросу",1,9025900008,24]
["2023-06-07T16:16:40.813",134608,"ДТПL031-1,2/0,2/3",null,"Преобразователь термоэлектрический ДТПL031-1,2/0,2/3",2187,2624.4,"4",39,9025900008,24]
["2023-06-07T16:16:40.813",90894,"ДТПL031-1,2/0,2/4",null,"Преобразователь термоэлектрический ДТПL031-1,2/0,2/4",2637,3164.4,"4",30,9025900008,24]
["2023-06-07T16:16:40.813",63956,"ДТПL031-1,2/0,3/0,6",null,"Преобразователь термоэлектрический ДТПL031-1,2/0,3/0,6",1248,1497.6,"4",120,9025900008,24]
["2023-06-07T16:16:40.813",71941,"ДТПL031-1,2/0,5/2",null,"Преобразователь термоэлектрический ДТПL031-1,2/0,5/2",2160,2592,"4",49,9025900008,24]
["2023-06-07T16:16:40.813",86527,"ДТПL031-1,2/0,8/4",null,"Преобразователь термоэлектрический ДТПL031-1,2/0,8/4",3483,4179.6000000000004,"По запросу",1,9025900008,24]
["2023-06-07T16:16:40.813",62194,"ДТПL031-1,2/0,8/5",null,"Преобразователь термоэлектрический ДТПL031-1,2/0,8/5",3933,4719.6000000000004,"По запросу",1,9025900008,24]
["2023-06-07T16:16:40.813",68812,"ДТПL031-1,2/1,0/1",null,"Преобразователь термоэлектрический ДТПL031-1,2/1,0/1",2415,2898,"По запросу",1,9025900008,24]
["2023-06-07T16:16:40.813",47776,"ДТПL031-1,2/1,0/1,5",null,"Преобразователь термоэлектрический ДТПL031-1,2/1,0/1,5",2640,3168,"По запросу",1,9025900008,24]
["2023-06-07T16:16:40.813",85760,"ДТПL031-1,2/1,0/10",null,"Преобразователь термоэлектрический ДТПL031-1,2/1,0/10",6465,7758,"По запросу",1,9025900008,24]
["2023-06-07T16:16:40.813",96853,"ДТПL031-1,2/1,0/2",null,"Преобразователь термоэлектрический ДТПL031-1,2/1,0/2",2865,3438,"По запросу",1,9025900008,24]
["2023-06-07T16:16:40.813",107054,"ДТПL031-1,2/1,2/0,2",null,"Преобразователь термоэлектрический ДТПL031-1,2/1,2/0,2",2337,2804.4,"4",30,9025900008,24]
["2023-06-07T16:16:40.813",74671,"ДТПL031-1,2/1,5/0,2",null,"Преобразователь термоэлектрический ДТПL031-1,2/1,5/0,2",2760,3312,"4",24,9025900008,24]
["2023-06-07T16:16:40.813",38792,"ДТПL031-1,2/1,5/1",null,"Преобразователь термоэлектрический ДТПL031-1,2/1,5/1",3120,3744,"По запросу",1,9025900008,24]
["2023-06-07T16:16:40.813",41718,"ДТПL031-1,2/1,5/1,5",null,"Преобразователь термоэлектрический ДТПL031-1,2/1,5/1,5",3345,4014,"По запросу",1,9025900008,24]
["2023-06-07T16:16:40.813",30592,"ДТПL031-1,2/1,5/2",null,"Преобразователь термоэлектрический ДТПL031-1,2/1,5/2",3570,4284,"По запросу",1,9025900008,24]
["2023-06-07T16:16:40.813",50597,"ДТПL031-1,2/1,5/2,5",null,"Преобразователь термоэлектрический ДТПL031-1,2/1,5/2,5",3795,4554,"По запросу",1,9025900008,24]
["2023-06-07T16:16:40.813",41706,"ДТПL031-1,2/1,5/50",null,"Преобразователь термоэлектрический ДТПL031-1,2/1,5/50",25170,30204,"По запросу",1,9025900008,24]
["2023-06-07T16:16:40.813",62192,"ДТПL031-1,2/1,6/15",null,"Преобразователь термоэлектрический ДТПL031-1,2/1,6/15",9561,11473.2,"По запросу",1,9025900008,24]
["2023-06-07T16:16:40.813",132780,"ДТПL031-1,2/1/0,3",null,"Преобразователь термоэлектрический ДТПL031-1,2/1/0,3",2100,2520,"4",36,9025900008,24]
["2023-06-07T16:16:40.813",35457,"ДТПL031-1,2/2/2",null,"Преобразователь термоэлектрический ДТПL031-1,2/2/2",4275,5130,"По запросу",1,9025900008,24]
["2023-06-07T16:16:40.813",111967,"ДТПL031-1,2/20/0,2",null,"Преобразователь термоэлектрический ДТПL031-1,2/20/0,2",14745,17694,"4",2,9025900008,24]
["2023-06-07T16:16:40.813",98602,"ДТПL034-00.25/0,2",null,"Преобразователь термоэлектрический ДТПL034-00.25/0,2",550,660,"4",913,9025900008,0]
["2023-06-07T16:16:40.813",98600,"ДТПL034-00.25/0,3",null,"Преобразователь термоэлектрический ДТПL034-00.25/0,3",640,768,"4",913,9025900008,0]
["2023-06-07T16:16:40.813",98599,"ДТПL034-00.25/0,4",null,"Преобразователь термоэлектрический ДТПL034-00.25/0,4",670,804,"По запросу",1,9025900008,0]
["2023-06-07T16:16:40.813",98598,"ДТПL034-00.25/0,5",null,"Преобразователь термоэлектрический ДТПL034-00.25/0,5",700,840,"4",913,9025900008,0]
["2023-06-07T16:16:40.813",98597,"ДТПL034-00.25/0,6",null,"Преобразователь термоэлектрический ДТПL034-00.25/0,6",730,876,"По запросу",1,9025900008,0]
["2023-06-07T16:16:40.813",98596,"ДТПL034-00.25/0,8",null,"Преобразователь термоэлектрический ДТПL034-00.25/0,8",790,948,"4",913,9025900008,0]
["2023-06-07T16:16:40.813",98595,"ДТПL034-00.25/1",null,"Преобразователь термоэлектрический ДТПL034-00.25/1",850,1020,"4",913,9025900008,0]
["2023-06-07T16:16:40.813",98594,"ДТПL034-00.25/1,2",null,"Преобразователь термоэлектрический ДТПL034-00.25/1,2",910,1092,"По запросу",1,9025900008,0]
["2023-06-07T16:16:40.813",115692,"ДТПL034-00.25/1,3",null,"Преобразователь термоэлектрический ДТПL034-00.25/1,3",940,1128,"4",913,9025900008,24]
["2023-06-07T16:16:40.813",98593,"ДТПL034-00.25/1,5",null,"Преобразователь термоэлектрический ДТПL034-00.25/1,5",1000,1200,"4",913,9025900008,0]
["2023-06-07T16:16:40.813",98590,"ДТПL034-00.25/1,5.М8Х1,25",null,"Преобразователь термоэлектрический ДТПL034-00.25/1,5.М8Х1,25",1083,1299.5999999999999,"4",300,9025900008,0]
["2023-06-07T16:16:40.813",98589,"ДТПL034-00.25/1,6",null,"Преобразователь термоэлектрический ДТПL034-00.25/1,6",1030,1236,"По запросу",1,9025900008,0]
["2023-06-07T16:16:40.813",98588,"ДТПL034-00.25/1,7",null,"Преобразователь термоэлектрический ДТПL034-00.25/1,7",1060,1272,"4",913,9025900008,0]
["2023-06-07T16:16:40.813",98587,"ДТПL034-00.25/1.G1/4",null,"Преобразователь термоэлектрический ДТПL034-00.25/1.G1/4",933,1119.5999999999999,"По запросу",1,9025900008,0]
["2023-06-07T16:16:40.813",98584,"ДТПL034-00.25/10",null,"Преобразователь термоэлектрический ДТПL034-00.25/10",3550,4260,"4",199,9025900008,0]
["2023-06-07T16:16:40.813",98583,"ДТПL034-00.25/12",null,"Преобразователь термоэлектрический ДТПL034-00.25/12",4150,4980,"По запросу",1,9025900008,0]
["2023-06-07T16:16:40.813",98582,"ДТПL034-00.25/13",null,"Преобразователь термоэлектрический ДТПL034-00.25/13",4450,5340,"По запросу",1,9025900008,0]
["2023-06-07T16:16:40.813",98581,"ДТПL034-00.25/15",null,"Преобразователь термоэлектрический ДТПL034-00.25/15",5050,6060,"4",133,9025900008,0]
["2023-06-07T16:16:40.813",98579,"ДТПL034-00.25/2",null,"Преобразователь термоэлектрический ДТПL034-00.25/2",1150,1380,"4",913,9025900008,0]
["2023-06-07T16:16:40.813",98578,"ДТПL034-00.25/2,5",null,"Преобразователь термоэлектрический ДТПL034-00.25/2,5",1300,1560,"По запросу",1,9025900008,0]
["2023-06-07T16:16:40.813",98577,"ДТПL034-00.25/20",null,"Преобразователь термоэлектрический ДТПL034-00.25/20",6550,7860,"По запросу",1,9025900008,0]
["2023-06-07T16:16:40.813",98576,"ДТПL034-00.25/3",null,"Преобразователь термоэлектрический ДТПL034-00.25/3",1450,1740,"4",658,9025900008,0]
["2023-06-07T16:16:40.813",98575,"ДТПL034-00.25/3,5",null,"Преобразователь термоэлектрический ДТПL034-00.25/3,5",1600,1920,"4",565,9025900008,0]
["2023-06-07T16:16:40.813",98574,"ДТПL034-00.25/4",null,"Преобразователь термоэлектрический ДТПL034-00.25/4",1750,2100,"4",495,9025900008,0]
["2023-06-07T16:16:40.813",98573,"ДТПL034-00.25/4,5",null,"Преобразователь термоэлектрический ДТПL034-00.25/4,5",1900,2280,"По запросу",1,9025900008,0]
["2023-06-07T16:16:40.813",98572,"ДТПL034-00.25/5",null,"Преобразователь термоэлектрический ДТПL034-00.25/5",2050,2460,"4",397,9025900008,0]
["2023-06-07T16:16:40.813",124831,"ДТПL034-00.25/5,5",null,"Преобразователь термоэлектрический ДТПL034-00.25/5,5",2200,2640,"По запросу",1,9025900008,24]
["2023-06-07T16:16:40.813",98571,"ДТПL034-00.25/6",null,"Преобразователь термоэлектрический ДТПL034-00.25/6",2350,2820,"4",331,9025900008,0]
["2023-06-07T16:16:40.813",113041,"ДТПL034-00.25/6.ЕХI-Т4",null,"Преобразователь термоэлектрический ДТПL034-00.25/6.ЕХI-Т4",2900,3480,"4",331,9025900008,24]
["2023-06-07T16:16:40.813",98570,"ДТПL034-00.25/7",null,"Преобразователь термоэлектрический ДТПL034-00.25/7",2650,3180,"4",284,9025900008,0]
["2023-06-07T16:16:40.813",98569,"ДТПL034-00.25/8",null,"Преобразователь термоэлектрический ДТПL034-00.25/8",2950,3540,"4",249,9025900008,0]
["2023-06-07T16:16:40.813",98568,"ДТПL034-00.25/9",null,"Преобразователь термоэлектрический ДТПL034-00.25/9",3250,3900,"По запросу",1,9025900008,0]
["2023-06-07T16:16:40.813",98567,"ДТПL034-10.25/0,2",null,"Преобразователь термоэлектрический ДТПL034-10.25/0,2",550,660,"4",1,9025900008,0]
["2023-06-07T16:16:40.813",130018,"ДТПL034-10.25/0,3",null,"Преобразователь термоэлектрический ДТПL034-10.25/0,3",640,768,"4",913,9025900008,24]
["2023-06-07T16:16:40.813",132122,"ДТПL034-10.25/0,4",null,"Преобразователь термоэлектрический ДТПL034-10.25/0,4",670,804,"4",913,9025900008,24]
["2023-06-07T16:16:40.813",98566,"ДТПL034-10.25/1",null,"Преобразователь термоэлектрический ДТПL034-10.25/1",850,1020,"4",913,9025900008,0]
["2023-06-07T16:16:40.813",98565,"ДТПL034-10.25/1,5",null,"Преобразователь термоэлектрический ДТПL034-10.25/1,5",1000,1200,"По запросу",1,9025900008,0]
["2023-06-07T16:16:40.813",98564,"ДТПL034-10.25/10",null,"Преобразователь термоэлектрический ДТПL034-10.25/10",3550,4260,"4",199,9025900008,0]
["2023-06-07T16:16:40.813",124862,"ДТПL034-10.25/12",null,"Преобразователь термоэлектрический ДТПL034-10.25/12",4150,4980,"По запросу",1,9025900008,24]
["2023-06-07T16:16:40.813",98563,"ДТПL034-10.25/2",null,"Преобразователь термоэлектрический ДТПL034-10.25/2",1150,1380,"По запросу",1,9025900008,0]
["2023-06-07T16:16:40.813",98562,"ДТПL034-10.25/2,5",null,"Преобразователь термоэлектрический ДТПL034-10.25/2,5",1300,1560,"По запросу",1,9025900008,0]
["2023-06-07T16:16:40.813",98561,"ДТПL034-10.25/3",null,"Преобразователь термоэлектрический ДТПL034-10.25/3",1450,1740,"4",658,9025900008,0]
["2023-06-07T16:16:40.813",98560,"ДТПL034-10.25/4",null,"Преобразователь термоэлектрический ДТПL034-10.25/4",1750,2100,"По запросу",1,9025900008,0]
["2023-06-07T16:16:40.813",98559,"ДТПL034-10.25/5",null,"Преобразователь термоэлектрический ДТПL034-10.25/5",2050,2460,"4",397,9025900008,0]
["2023-06-07T16:16:40.813",82346,"ДТПL034ЭНЖ-00.20/4,5",null,"Преобразователь термоэлектрический ДТПL034ЭНЖ-00.20/4,5",1900,2280,"По запросу",1,9025900008,24]
["2023-06-07T16:16:40.813",45945,"ДТПL034ЭНЖ-00.26/2",null,"Преобразователь термоэлектрический ДТПL034ЭНЖ-00.26/2",1150,1380,"4",913,9025900008,24]
["2023-06-07T16:16:40.813",85867,"ДТПL034ЭНЖ-00.60/10",null,"Преобразователь термоэлектрический ДТПL034ЭНЖ-00.60/10",3550,4260,"По запросу",1,9025900008,24]
["2023-06-07T16:16:40.813",103082,"ДТПL035-0000.100",null,"Преобразователь термоэлектрический ДТПL035-0000.100",1315,1578,"4",966,9025900008,24]
["2023-06-07T16:16:40.813",20094,"ДТПL035-0000.120",null,"Преобразователь термоэлектрический ДТПL035-0000.120",1315,1578,"4",966,9025900008,24]
["2023-06-07T16:16:40.813",112094,"ДТПL035-0000.250",null,"Преобразователь термоэлектрический ДТПL035-0000.250",1490,1788,"4",966,9025900008,24]
["2023-06-07T16:16:40.813",109315,"ДТПL035-0000.320",null,"Преобразователь термоэлектрический ДТПL035-0000.320",1490,1788,"4",966,9025900008,24]
["2023-06-07T16:16:40.813",7322,"ДТПL035-0100.100",null,"Преобразователь термоэлектрический ДТПL035-0100.100",1315,1578,"4",280,9025900008,24]
["2023-06-07T16:16:40.813",8957,"ДТПL035-0100.1000",null,"Преобразователь термоэлектрический ДТПL035-0100.1000",2240,2688,"4",280,9025900008,24]
["2023-06-07T16:16:40.813",7496,"ДТПL035-0100.120",null,"Преобразователь термоэлектрический ДТПL035-0100.120",1315,1578,"4",280,9025900008,24]
["2023-06-07T16:16:40.813",11515,"ДТПL035-0100.1250",null,"Преобразователь термоэлектрический ДТПL035-0100.1250",2240,2688,"4",280,9025900008,24]
["2023-06-07T16:16:40.813",7837,"ДТПL035-0100.1500",null,"Преобразователь термоэлектрический ДТПL035-0100.1500",3210,3852,"4",261,9025900008,24]
["2023-06-07T16:16:40.813",7120,"ДТПL035-0100.160",null,"Преобразователь термоэлектрический ДТПL035-0100.160",1315,1578,"4",280,9025900008,24]
["2023-06-07T16:16:40.813",35715,"ДТПL035-0100.1600",null,"Преобразователь термоэлектрический ДТПL035-0100.1600",3210,3852,"4",246,9025900008,24]
["2023-06-07T16:16:40.813",31095,"ДТПL035-0100.180",null,"Преобразователь термоэлектрический ДТПL035-0100.180",1315,1578,"4",280,9025900008,24]
["2023-06-07T16:16:40.813",7178,"ДТПL035-0100.200",null,"Преобразователь термоэлектрический ДТПL035-0100.200",1315,1578,"4",280,9025900008,24]
["2023-06-07T16:16:40.813",109735,"ДТПL035-0100.200.G1/2",null,"Преобразователь термоэлектрический ДТПL035-0100.200.G1/2",1513,1815.6,"4",280,9025900008,24]
["2023-06-07T16:16:40.813",19335,"ДТПL035-0100.2000",null,"Преобразователь термоэлектрический ДТПL035-0100.2000",3210,3852,"4",140,9025900008,24]
["2023-06-07T16:16:40.813",7885,"ДТПL035-0100.250",null,"Преобразователь термоэлектрический ДТПL035-0100.250",1490,1788,"4",280,9025900008,24]
["2023-06-07T16:16:40.813",17965,"ДТПL035-0100.280",null,"Преобразователь термоэлектрический ДТПL035-0100.280",1490,1788,"По запросу",1,9025900008,24]
["2023-06-07T16:16:40.813",36886,"ДТПL035-0100.300",null,"Преобразователь термоэлектрический ДТПL035-0100.300",1490,1788,"4",280,9025900008,24]
["2023-06-07T16:16:40.813",7335,"ДТПL035-0100.320",null,"Преобразователь термоэлектрический ДТПL035-0100.320",1490,1788,"4",280,9025900008,24]
["2023-06-07T16:16:40.813",10226,"ДТПL035-0100.350",null,"Преобразователь термоэлектрический ДТПL035-0100.350",1490,1788,"По запросу",1,9025900008,24]
["2023-06-07T16:16:40.813",7343,"ДТПL035-0100.400",null,"Преобразователь термоэлектрический ДТПL035-0100.400",1490,1788,"4",280,9025900008,24]
["2023-06-07T16:16:40.813",8358,"ДТПL035-0100.500",null,"Преобразователь термоэлектрический ДТПL035-0100.500",1490,1788,"4",280,9025900008,24]
["2023-06-07T16:16:40.813",9421,"ДТПL035-0100.60",null,"Преобразователь термоэлектрический ДТПL035-0100.60",1315,1578,"4",833,9025900008,24]
["2023-06-07T16:16:40.813",42784,"ДТПL035-0100.60.G1/2",null,"Преобразователь термоэлектрический ДТПL035-0100.60.G1/2",1513,1815.6,"По запросу",1,9025900008,24]
["2023-06-07T16:16:40.813",36883,"ДТПL035-0100.600",null,"Преобразователь термоэлектрический ДТПL035-0100.600",1815,2178,"4",280,9025900008,24]
["2023-06-07T16:16:40.813",7678,"ДТПL035-0100.630",null,"Преобразователь термоэлектрический ДТПL035-0100.630",1815,2178,"4",280,9025900008,24]
["2023-06-07T16:16:40.813",7495,"ДТПL035-0100.80",null,"Преобразователь термоэлектрический ДТПL035-0100.80",1315,1578,"4",280,9025900008,24]
["2023-06-07T16:16:40.813",53338,"ДТПL035-0100.80.G1/2",null,"Преобразователь термоэлектрический ДТПL035-0100.80.G1/2",1513,1815.6,"По запросу",1,9025900008,24]
["2023-06-07T16:16:40.813",7973,"ДТПL035-0100.800",null,"Преобразователь термоэлектрический ДТПL035-0100.800",1815,2178,"4",280,9025900008,24]
["2023-06-07T16:16:40.813",18945,"ДТПL035-0110.100",null,"Преобразователь термоэлектрический ДТПL035-0110.100",2465,2958,"4",330,9025900008,24]
["2023-06-07T16:16:40.813",19081,"ДТПL035-0110.1000",null,"Преобразователь термоэлектрический ДТПL035-0110.1000",3630,4356,"4",160,9025900008,24]
["2023-06-07T16:16:40.813",18045,"ДТПL035-0110.120",null,"Преобразователь термоэлектрический ДТПL035-0110.120",2465,2958,"4",305,9025900008,24]
["2023-06-07T16:16:40.813",38245,"ДТПL035-0110.1250",null,"Преобразователь термоэлектрический ДТПL035-0110.1250",3630,4356,"4",131,9025900008,24]
["2023-06-07T16:16:40.813",16781,"ДТПL035-0110.160",null,"Преобразователь термоэлектрический ДТПL035-0110.160",2465,2958,"4",264,9025900008,24]
["2023-06-07T16:16:40.813",82490,"ДТПL035-0110.160.G1/2",null,"Преобразователь термоэлектрический ДТПL035-0110.160.G1/2",2835,3402,"4",264,9025900008,24]
["2023-06-07T16:16:40.813",60557,"ДТПL035-0110.160.М22Х1,5",null,"Преобразователь термоэлектрический ДТПL035-0110.160.М22Х1,5",2835,3402,"4",256,9025900008,24]
["2023-06-07T16:16:40.813",18875,"ДТПL035-0110.1600",null,"Преобразователь термоэлектрический ДТПL035-0110.1600",4415,5298,"4",105,9025900008,24]
["2023-06-07T16:16:40.813",39012,"ДТПL035-0110.180",null,"Преобразователь термоэлектрический ДТПL035-0110.180",2465,2958,"4",248,9025900008,24]
["2023-06-07T16:16:40.813",18874,"ДТПL035-0110.200",null,"Преобразователь термоэлектрический ДТПL035-0110.200",2465,2958,"4",233,9025900008,24]
["2023-06-07T16:16:40.813",84124,"ДТПL035-0110.2000",null,"Преобразователь термоэлектрический ДТПL035-0110.2000",4415,5298,"4",85,9025900008,24]
["2023-06-07T16:16:40.813",19779,"ДТПL035-0110.250",null,"Преобразователь термоэлектрический ДТПL035-0110.250",2785,3342,"4",203,9025900008,24]
["2023-06-07T16:16:40.813",37436,"ДТПL035-0110.300",null,"Преобразователь термоэлектрический ДТПL035-0110.300",2785,3342,"4",180,9025900008,24]
["2023-06-07T16:16:40.813",21822,"ДТПL035-0110.320",null,"Преобразователь термоэлектрический ДТПL035-0110.320",2785,3342,"4",172,9025900008,24]
["2023-06-07T16:16:40.813",20534,"ДТПL035-0110.400",null,"Преобразователь термоэлектрический ДТПL035-0110.400",2785,3342,"4",147,9025900008,24]
["2023-06-07T16:16:40.813",30408,"ДТПL035-0110.500",null,"Преобразователь термоэлектрический ДТПL035-0110.500",2785,3342,"4",285,9025900008,24]
["2023-06-07T16:16:40.813",18607,"ДТПL035-0110.60",null,"Преобразователь термоэлектрический ДТПL035-0110.60",2465,2958,"4",396,9025900008,24]
["2023-06-07T16:16:40.813",40295,"ДТПL035-0110.630",null,"Преобразователь термоэлектрический ДТПL035-0110.630",3120,3744,"4",237,9025900008,24]
["2023-06-07T16:16:40.813",18985,"ДТПL035-0110.80",null,"Преобразователь термоэлектрический ДТПL035-0110.80",2465,2958,"4",360,9025900008,24]
["2023-06-07T16:16:40.813",19082,"ДТПL035-0110.800",null,"Преобразователь термоэлектрический ДТПL035-0110.800",3120,3744,"4",194,9025900008,24]
["2023-06-07T16:16:40.813",118761,"ДТПL035-0200.100",null,"Преобразователь термоэлектрический ДТПL035-0200.100",1575,1890,"4",80,9025900008,24]
["2023-06-07T16:16:40.813",118762,"ДТПL035-0200.120",null,"Преобразователь термоэлектрический ДТПL035-0200.120",1575,1890,"4",80,9025900008,24]
["2023-06-07T16:16:40.813",118763,"ДТПL035-0200.160",null,"Преобразователь термоэлектрический ДТПL035-0200.160",1575,1890,"4",80,9025900008,24]
["2023-06-07T16:16:40.813",106864,"ДТПL035-0200.200",null,"Преобразователь термоэлектрический ДТПL035-0200.200",1575,1890,"4",80,9025900008,24]
["2023-06-07T16:16:40.813",70438,"ДТПL035-0200.320",null,"Преобразователь термоэлектрический ДТПL035-0200.320",1800,2160,"По запросу",1,9025900008,24]
["2023-06-07T16:16:40.813",84556,"ДТПL035-0200.400",null,"Преобразователь термоэлектрический ДТПL035-0200.400",1800,2160,"4",80,9025900008,24]
["2023-06-07T16:16:40.813",92989,"ДТПL035-1000.100",null,"Преобразователь термоэлектрический ДТПL035-1000.100",1315,1578,"4",966,9025900008,24]
["2023-06-07T16:16:40.813",77271,"ДТПL035-1000.60",null,"Преобразователь термоэлектрический ДТПL035-1000.60",1315,1578,"По запросу",1,9025900008,24]
["2023-06-07T16:16:40.813",17746,"ДТПL035-1000.80",null,"Преобразователь термоэлектрический ДТПL035-1000.80",1315,1578,"По запросу",1,9025900008,24]
["2023-06-07T16:16:40.813",9673,"ДТПL035-1100.100",null,"Преобразователь термоэлектрический ДТПL035-1100.100",1315,1578,"По запросу",1,9025900008,24]
["2023-06-07T16:16:40.813",30258,"ДТПL035-1100.120",null,"Преобразователь термоэлектрический ДТПL035-1100.120",1315,1578,"4",280,9025900008,24]
["2023-06-07T16:16:40.813",129294,"ДТПL035-1100.1250",null,"Преобразователь термоэлектрический ДТПL035-1100.1250",2240,2688,"4",280,9025900008,24]
["2023-06-07T16:16:40.813",61079,"ДТПL035-1100.160",null,"Преобразователь термоэлектрический ДТПL035-1100.160",1315,1578,"4",280,9025900008,24]
["2023-06-07T16:16:40.813",115096,"ДТПL035-1100.160.G1/2",null,"Преобразователь термоэлектрический ДТПL035-1100.160.G1/2",1513,1815.6,"4",280,9025900008,24]
["2023-06-07T16:16:40.813",32359,"ДТПL035-1100.200",null,"Преобразователь термоэлектрический ДТПL035-1100.200",1315,1578,"4",280,9025900008,24]
["2023-06-07T16:16:40.813",32360,"ДТПL035-1100.250",null,"Преобразователь термоэлектрический ДТПL035-1100.250",1490,1788,"По запросу",1,9025900008,24]
["2023-06-07T16:16:40.813",44385,"ДТПL035-1100.300",null,"Преобразователь термоэлектрический ДТПL035-1100.300",1490,1788,"По запросу",1,9025900008,24]
["2023-06-07T16:16:40.813",79823,"ДТПL035-1100.320",null,"Преобразователь термоэлектрический ДТПL035-1100.320",1490,1788,"4",280,9025900008,24]
["2023-06-07T16:16:40.813",115097,"ДТПL035-1100.320.G1/2",null,"Преобразователь термоэлектрический ДТПL035-1100.320.G1/2",1714,2056.8000000000002,"4",280,9025900008,24]
["2023-06-07T16:16:40.813",10803,"ДТПL035-1100.400",null,"Преобразователь термоэлектрический ДТПL035-1100.400",1490,1788,"По запросу",1,9025900008,24]
["2023-06-07T16:16:40.813",37270,"ДТПL035-1100.500",null,"Преобразователь термоэлектрический ДТПL035-1100.500",1490,1788,"По запросу",1,9025900008,24]
["2023-06-07T16:16:40.813",32228,"ДТПL035-1100.60",null,"Преобразователь термоэлектрический ДТПL035-1100.60",1315,1578,"4",1000,9025900008,24]
["2023-06-07T16:16:40.813",35389,"ДТПL035-1100.80",null,"Преобразователь термоэлектрический ДТПL035-1100.80",1315,1578,"4",280,9025900008,24]
["2023-06-07T16:16:40.813",36942,"ДТПL035-1100.800",null,"Преобразователь термоэлектрический ДТПL035-1100.800",1815,2178,"4",1,9025900008,24]
["2023-06-07T16:16:40.813",95131,"ДТПL035-1110.100",null,"Преобразователь термоэлектрический ДТПL035-1110.100",2465,2958,"По запросу",1,9025900008,24]
["2023-06-07T16:16:40.813",56568,"ДТПL035-1110.1400",null,"Преобразователь термоэлектрический ДТПL035-1110.1400",4415,5298,"По запросу",1,9025900008,24]
["2023-06-07T16:16:40.813",42751,"ДТПL035-1110.160",null,"Преобразователь термоэлектрический ДТПL035-1110.160",2465,2958,"По запросу",1,9025900008,24]
["2023-06-07T16:16:40.813",19230,"ДТПL035-1110.200",null,"Преобразователь термоэлектрический ДТПL035-1110.200",2465,2958,"По запросу",1,9025900008,24]
["2023-06-07T16:16:40.813",62131,"ДТПL035-1110.500",null,"Преобразователь термоэлектрический ДТПL035-1110.500",2785,3342,"По запросу",1,9025900008,24]
["2023-06-07T16:16:40.813",56517,"ДТПL035-1110.60",null,"Преобразователь термоэлектрический ДТПL035-1110.60",2465,2958,"По запросу",1,9025900008,24]
["2023-06-07T16:16:40.813",39494,"ДТПL035Л-0100.100",null,"Преобразователь термоэлектрический ДТПL035Л-0100.100",1315,1578,"4",966,9025900008,24]
["2023-06-07T16:16:40.813",119956,"ДТПL035Л-0100.100.G1/2",null,"Преобразователь термоэлектрический ДТПL035Л-0100.100.G1/2",1513,1815.6,"По запросу",1,9025900008,24]
["2023-06-07T16:16:40.813",119957,"ДТПL035Л-0100.100.G3/4",null,"Преобразователь термоэлектрический ДТПL035Л-0100.100.G3/4",1513,1815.6,"По запросу",1,9025900008,24]
["2023-06-07T16:16:40.813",48096,"ДТПL035Л-0100.1000",null,"Преобразователь термоэлектрический ДТПL035Л-0100.1000",2240,2688,"4",371,9025900008,24]
["2023-06-07T16:16:40.813",41717,"ДТПL035Л-0100.120",null,"Преобразователь термоэлектрический ДТПL035Л-0100.120",1315,1578,"4",966,9025900008,24]
["2023-06-07T16:16:40.813",119958,"ДТПL035Л-0100.120.G3/4",null,"Преобразователь термоэлектрический ДТПL035Л-0100.120.G3/4",1513,1815.6,"По запросу",1,9025900008,24]
["2023-06-07T16:16:40.813",46300,"ДТПL035Л-0100.160",null,"Преобразователь термоэлектрический ДТПL035Л-0100.160",1315,1578,"4",966,9025900008,24]
["2023-06-07T16:16:40.813",113033,"ДТПL035Л-0100.1600",null,"Преобразователь термоэлектрический ДТПL035Л-0100.1600",3210,3852,"4",246,9025900008,24]
["2023-06-07T16:16:40.813",39451,"ДТПL035Л-0100.200",null,"Преобразователь термоэлектрический ДТПL035Л-0100.200",1315,1578,"4",966,9025900008,24]
["2023-06-07T16:16:40.813",45367,"ДТПL035Л-0100.250",null,"Преобразователь термоэлектрический ДТПL035Л-0100.250",1490,1788,"По запросу",1,9025900008,24]
["2023-06-07T16:16:40.813",42046,"ДТПL035Л-0100.320",null,"Преобразователь термоэлектрический ДТПL035Л-0100.320",1490,1788,"4",865,9025900008,24]
["2023-06-07T16:16:40.813",47178,"ДТПL035Л-0100.500",null,"Преобразователь термоэлектрический ДТПL035Л-0100.500",1490,1788,"4",639,9025900008,24]
["2023-06-07T16:16:40.813",41490,"ДТПL035Л-0100.60",null,"Преобразователь термоэлектрический ДТПL035Л-0100.60",1315,1578,"4",966,9025900008,24]
["2023-06-07T16:16:40.813",42047,"ДТПL035Л-0100.630",null,"Преобразователь термоэлектрический ДТПL035Л-0100.630",1815,2178,"По запросу",1,9025900008,24]
["2023-06-07T16:16:40.813",43467,"ДТПL035Л-0100.80",null,"Преобразователь термоэлектрический ДТПL035Л-0100.80",1315,1578,"4",966,9025900008,24]
["2023-06-07T16:16:40.813",119955,"ДТПL035Л-0100.80.G1/2",null,"Преобразователь термоэлектрический ДТПL035Л-0100.80.G1/2",1513,1815.6,"По запросу",1,9025900008,24]
["2023-06-07T16:16:40.813",47947,"ДТПL035Л-0110.1000",null,"Преобразователь термоэлектрический ДТПL035Л-0110.1000",3630,4356,"4",160,9025900008,24]
["2023-06-07T16:16:40.813",47948,"ДТПL035Л-0110.120",null,"Преобразователь термоэлектрический ДТПL035Л-0110.120",2465,2958,"4",305,9025900008,24]
["2023-06-07T16:16:40.813",70892,"ДТПL035Л-0110.160",null,"Преобразователь термоэлектрический ДТПL035Л-0110.160",2465,2958,"4",264,9025900008,24]
["2023-06-07T16:16:40.813",77798,"ДТПL035Л-0110.200",null,"Преобразователь термоэлектрический ДТПL035Л-0110.200",2465,2958,"4",233,9025900008,24]
["2023-06-07T16:16:40.813",118031,"ДТПL035Л-0110.250",null,"Преобразователь термоэлектрический ДТПL035Л-0110.250",2785,3342,"4",203,9025900008,24]
["2023-06-07T16:16:40.813",100336,"ДТПL035Л-0110.320",null,"Преобразователь термоэлектрический ДТПL035Л-0110.320",2785,3342,"4",172,9025900008,24]
["2023-06-07T16:16:40.813",57364,"ДТПL035Л-0110.400",null,"Преобразователь термоэлектрический ДТПL035Л-0110.400",2785,3342,"4",147,9025900008,24]
["2023-06-07T16:16:40.813",81782,"ДТПL035Л-0110.500",null,"Преобразователь термоэлектрический ДТПL035Л-0110.500",2785,3342,"4",285,9025900008,24]
["2023-06-07T16:16:40.813",77799,"ДТПL035Л-0110.800",null,"Преобразователь термоэлектрический ДТПL035Л-0110.800",3120,3744,"4",194,9025900008,24]
["2023-06-07T16:16:40.813",109338,"ДТПL035Л-0210.630",null,"Преобразователь термоэлектрический ДТПL035Л-0210.630",3740,4488,"4",47,9025900008,24]
["2023-06-07T16:16:40.813",86133,"ДТПL035Л-1010.200",null,"Преобразователь термоэлектрический ДТПL035Л-1010.200",2465,2958,"4",336,9025900008,24]
["2023-06-07T16:16:40.813",70974,"ДТПL035Л-1110.200",null,"Преобразователь термоэлектрический ДТПL035Л-1110.200",2465,2958,"4",233,9025900008,24]
["2023-06-07T16:16:40.813",10337,"ДТПL035Э-0100.100",null,"Преобразователь термоэлектрический ДТПL035Э-0100.100",1315,1578,"По запросу",1,9025900008,24]
["2023-06-07T16:16:40.813",20965,"ДТПL035Э-0100.120",null,"Преобразователь термоэлектрический ДТПL035Э-0100.120",1315,1578,"По запросу",1,9025900008,24]
["2023-06-07T16:16:40.813",7054,"ДТПL035Э-0100.80",null,"Преобразователь термоэлектрический ДТПL035Э-0100.80",1315,1578,"По запросу",1,9025900008,24]
["2023-06-07T16:16:40.813",109836,"ДТПL035Э-0200.200",null,"Преобразователь термоэлектрический ДТПL035Э-0200.200",1575,1890,"4",80,9025900008,24]
["2023-06-07T16:16:40.813",48115,"ДТПL035Э1D6-0100.320",null,"Преобразователь термоэлектрический ДТПL035Э1D6-0100.320",1490,1788,"По запросу",1,9025900008,24]
["2023-06-07T16:16:40.813",101020,"ДТПL035ЭD6-0100.120",null,"Преобразователь термоэлектрический ДТПL035ЭD6-0100.120",1315,1578,"4",41,9025900008,24]
["2023-06-07T16:16:40.813",48043,"ДТПL035ЭD6-0100.320",null,"Преобразователь термоэлектрический ДТПL035ЭD6-0100.320",1490,1788,"По запросу",1,9025900008,24]
["2023-06-07T16:16:40.813",21134,"ДТПL044-00.30/0,2",null,"Преобразователь термоэлектрический ДТПL044-00.30/0,2",550,660,"4",966,9025900008,24]
["2023-06-07T16:16:40.813",21761,"ДТПL044-00.30/0,5",null,"Преобразователь термоэлектрический ДТПL044-00.30/0,5",700,840,"4",1,9025900008,24]
["2023-06-07T16:16:40.813",21590,"ДТПL044-00.30/1",null,"Преобразователь термоэлектрический ДТПL044-00.30/1",850,1020,"4",966,9025900008,24]
["2023-06-07T16:16:40.813",21678,"ДТПL044-00.30/1,5",null,"Преобразователь термоэлектрический ДТПL044-00.30/1,5",1000,1200,"4",966,9025900008,24]
["2023-06-07T16:16:40.813",30545,"ДТПL044-00.30/10",null,"Преобразователь термоэлектрический ДТПL044-00.30/10",3550,4260,"4",199,9025900008,24]
["2023-06-07T16:16:40.813",41116,"ДТПL044-00.30/12",null,"Преобразователь термоэлектрический ДТПL044-00.30/12",4150,4980,"По запросу",1,9025900008,24]
["2023-06-07T16:16:40.813",31521,"ДТПL044-00.30/2",null,"Преобразователь термоэлектрический ДТПL044-00.30/2",1150,1380,"4",966,9025900008,24]
["2023-06-07T16:16:40.813",40792,"ДТПL044-00.30/2,5",null,"Преобразователь термоэлектрический ДТПL044-00.30/2,5",1300,1560,"4",787,9025900008,24]
["2023-06-07T16:16:40.813",30610,"ДТПL044-00.30/20",null,"Преобразователь термоэлектрический ДТПL044-00.30/20",6550,7860,"4",100,9025900008,24]
["2023-06-07T16:16:40.813",35460,"ДТПL044-00.30/3",null,"Преобразователь термоэлектрический ДТПL044-00.30/3",1450,1740,"4",658,9025900008,24]
["2023-06-07T16:16:40.813",42136,"ДТПL044-00.30/4",null,"Преобразователь термоэлектрический ДТПL044-00.30/4",1750,2100,"4",495,9025900008,24]
["2023-06-07T16:16:40.813",35534,"ДТПL044-00.30/5",null,"Преобразователь термоэлектрический ДТПL044-00.30/5",2050,2460,"4",397,9025900008,24]
["2023-06-07T16:16:40.813",46154,"ДТПL044-00.30/6",null,"Преобразователь термоэлектрический ДТПL044-00.30/6",2350,2820,"По запросу",1,9025900008,24]
["2023-06-07T16:16:40.813",42628,"ДТПL044-00.30/7",null,"Преобразователь термоэлектрический ДТПL044-00.30/7",2650,3180,"По запросу",1,9025900008,24]
["2023-06-07T16:16:40.813",124943,"ДТПL044-00.30/7,5",null,"Преобразователь термоэлектрический ДТПL044-00.30/7,5",2800,3360,"4",265,9025900008,24]
["2023-06-07T16:16:40.813",16579,"ДТПL044-00.35/1,5",null,"Преобразователь термоэлектрический ДТПL044-00.35/1,5",1000,1200,"По запросу",1,9025900008,24]
["2023-06-07T16:16:40.813",84691,"ДТПL044-00.35/2",null,"Преобразователь термоэлектрический ДТПL044-00.35/2",1150,1380,"4",966,9025900008,24]
["2023-06-07T16:16:40.813",9124,"ДТПL044-00.35/3",null,"Преобразователь термоэлектрический ДТПL044-00.35/3",1450,1740,"4",656,9025900008,24]
["2023-06-07T16:16:40.813",42182,"ДТПL044-01.120/2",null,"Преобразователь термоэлектрический ДТПL044-01.120/2",1250,1500,"4",264,9025900008,24]
["2023-06-07T16:16:40.813",36675,"ДТПL044-01.30/1,5",null,"Преобразователь термоэлектрический ДТПL044-01.30/1,5",1075,1290,"4",365,9025900008,24]
["2023-06-07T16:16:40.813",64964,"ДТПL044-01.30/2",null,"Преобразователь термоэлектрический ДТПL044-01.30/2",1250,1500,"По запросу",1,9025900008,24]
["2023-06-07T16:16:40.813",85959,"ДТПL044-01.30/20",null,"Преобразователь термоэлектрический ДТПL044-01.30/20",7550,9060,"4",28,9025900008,24]
["2023-06-07T16:16:40.813",43780,"ДТПL044-01.30/5",null,"Преобразователь термоэлектрический ДТПL044-01.30/5",2300,2760,"По запросу",1,9025900008,24]
["2023-06-07T16:16:40.813",31421,"ДТПL044-10.30/1,8",null,"Преобразователь термоэлектрический ДТПL044-10.30/1,8",1090,1308,"По запросу",1,9025900008,24]
["2023-06-07T16:16:40.813",124879,"ДТПL044-10.30/12",null,"Преобразователь термоэлектрический ДТПL044-10.30/12",4150,4980,"По запросу",1,9025900008,24]
["2023-06-07T16:16:40.813",62698,"ДТПL044-10.30/2",null,"Преобразователь термоэлектрический ДТПL044-10.30/2",1150,1380,"По запросу",1,9025900008,24]
["2023-06-07T16:16:40.813",9600,"ДТПL045-0000.100",null,"Преобразователь термоэлектрический ДТПL045-0000.100",1315,1578,"По запросу",1,9025900008,24]
["2023-06-07T16:16:40.813",20516,"ДТПL045-0000.120",null,"Преобразователь термоэлектрический ДТПL045-0000.120",1315,1578,"4",280,9025900008,24]
["2023-06-07T16:16:40.813",45096,"ДТПL045-0000.160",null,"Преобразователь термоэлектрический ДТПL045-0000.160",1315,1578,"По запросу",1,9025900008,24]
["2023-06-07T16:16:40.813",96917,"ДТПL045-0000.320",null,"Преобразователь термоэлектрический ДТПL045-0000.320",1490,1788,"4",280,9025900008,24]
["2023-06-07T16:16:40.813",112395,"ДТПL045-0000.400",null,"Преобразователь термоэлектрический ДТПL045-0000.400",1490,1788,"4",280,9025900008,24]
["2023-06-07T16:16:40.813",89376,"ДТПL045-0010.320",null,"Преобразователь термоэлектрический ДТПL045-0010.320",2785,3342,"4",397,9025900008,24]
["2023-06-07T16:16:40.813",7345,"ДТПL045-0100.100",null,"Преобразователь термоэлектрический ДТПL045-0100.100",1315,1578,"4",280,9025900008,24]
["2023-06-07T16:16:40.813",112943,"ДТПL045-0100.100.G1/2",null,"Преобразователь термоэлектрический ДТПL045-0100.100.G1/2",1513,1815.6,"4",280,9025900008,24]
["2023-06-07T16:16:40.813",16097,"ДТПL045-0100.100.М22Х1,5",null,"Преобразователь термоэлектрический ДТПL045-0100.100.М22Х1,5",1513,1815.6,"По запросу",1,9025900008,24]
["2023-06-07T16:16:40.813",7140,"ДТПL045-0100.1000",null,"Преобразователь термоэлектрический ДТПL045-0100.1000",2240,2688,"4",280,9025900008,24]
["2023-06-07T16:16:40.813",37726,"ДТПL045-0100.1000.R1/2",null,"Преобразователь термоэлектрический ДТПL045-0100.1000.R1/2",2576,3091.2,"По запросу",1,9025900008,24]
["2023-06-07T16:16:40.813",6833,"ДТПL045-0100.120",null,"Преобразователь термоэлектрический ДТПL045-0100.120",1315,1578,"4",280,9025900008,24]
["2023-06-07T16:16:40.813",15891,"ДТПL045-0100.1200",null,"Преобразователь термоэлектрический ДТПL045-0100.1200",2240,2688,"4",280,9025900008,24]
["2023-06-07T16:16:40.813",7656,"ДТПL045-0100.1250",null,"Преобразователь термоэлектрический ДТПL045-0100.1250",2240,2688,"4",280,9025900008,24]
["2023-06-07T16:16:40.813",83832,"ДТПL045-0100.130",null,"Преобразователь термоэлектрический ДТПL045-0100.130",1315,1578,"По запросу",1,9025900008,24]
["2023-06-07T16:16:40.813",65066,"ДТПL045-0100.1400",null,"Преобразователь термоэлектрический ДТПL045-0100.1400",3210,3852,"По запросу",1,9025900008,24]
["2023-06-07T16:16:40.813",32121,"ДТПL045-0100.150",null,"Преобразователь термоэлектрический ДТПL045-0100.150",1315,1578,"4",280,9025900008,24]
["2023-06-07T16:16:40.813",10282,"ДТПL045-0100.1500",null,"Преобразователь термоэлектрический ДТПL045-0100.1500",3210,3852,"По запросу",1,9025900008,24]
["2023-06-07T16:16:40.813",7346,"ДТПL045-0100.160",null,"Преобразователь термоэлектрический ДТПL045-0100.160",1315,1578,"4",280,9025900008,24]
["2023-06-07T16:16:40.813",16186,"ДТПL045-0100.160.М27Х2",null,"Преобразователь термоэлектрический ДТПL045-0100.160.М27Х2",1513,1815.6,"По запросу",1,9025900008,24]
["2023-06-07T16:16:40.813",8079,"ДТПL045-0100.1600",null,"Преобразователь термоэлектрический ДТПL045-0100.1600",3210,3852,"4",246,9025900008,24]
["2023-06-07T16:16:40.813",18647,"ДТПL045-0100.180",null,"Преобразователь термоэлектрический ДТПL045-0100.180",1315,1578,"4",280,9025900008,24]
["2023-06-07T16:16:40.813",20898,"ДТПL045-0100.1800",null,"Преобразователь термоэлектрический ДТПL045-0100.1800",3210,3852,"По запросу",1,9025900008,24]
["2023-06-07T16:16:40.813",65067,"ДТПL045-0100.1900",null,"Преобразователь термоэлектрический ДТПL045-0100.1900",3210,3852,"По запросу",1,9025900008,24]
["2023-06-07T16:16:40.813",7347,"ДТПL045-0100.200",null,"Преобразователь термоэлектрический ДТПL045-0100.200",1315,1578,"4",280,9025900008,24]
["2023-06-07T16:16:40.813",48032,"ДТПL045-0100.200.G1/2",null,"Преобразователь термоэлектрический ДТПL045-0100.200.G1/2",1513,1815.6,"По запросу",1,9025900008,24]
["2023-06-07T16:16:40.813",8726,"ДТПL045-0100.2000",null,"Преобразователь термоэлектрический ДТПL045-0100.2000",3210,3852,"4",201,9025900008,24]
["2023-06-07T16:16:40.813",98170,"ДТПL045-0100.240",null,"Преобразователь термоэлектрический ДТПL045-0100.240",1490,1788,"4",280,9025900008,24]
["2023-06-07T16:16:40.813",7348,"ДТПL045-0100.250",null,"Преобразователь термоэлектрический ДТПL045-0100.250",1490,1788,"4",280,9025900008,24]
["2023-06-07T16:16:40.813",65608,"ДТПL045-0100.2500",null,"Преобразователь термоэлектрический ДТПL045-0100.2500",4210,5052,"По запросу",1,9025900008,24]
["2023-06-07T16:16:40.813",17966,"ДТПL045-0100.280",null,"Преобразователь термоэлектрический ДТПL045-0100.280",1490,1788,"По запросу",1,9025900008,24]
["2023-06-07T16:16:40.813",19314,"ДТПL045-0100.300",null,"Преобразователь термоэлектрический ДТПL045-0100.300",1490,1788,"4",280,9025900008,24]
["2023-06-07T16:16:40.813",7349,"ДТПL045-0100.320",null,"Преобразователь термоэлектрический ДТПL045-0100.320",1490,1788,"4",280,9025900008,24]
["2023-06-07T16:16:40.813",130916,"ДТПL045-0100.320.G1/2",null,"Преобразователь термоэлектрический ДТПL045-0100.320.G1/2",1714,2056.8000000000002,"4",280,9025900008,24]
["2023-06-07T16:16:40.813",11600,"ДТПL045-0100.340",null,"Преобразователь термоэлектрический ДТПL045-0100.340",1490,1788,"По запросу",1,9025900008,24]
["2023-06-07T16:16:40.813",7350,"ДТПL045-0100.400",null,"Преобразователь термоэлектрический ДТПL045-0100.400",1490,1788,"4",280,9025900008,24]
["2023-06-07T16:16:40.813",7351,"ДТПL045-0100.500",null,"Преобразователь термоэлектрический ДТПL045-0100.500",1490,1788,"4",280,9025900008,24]
["2023-06-07T16:16:40.813",8788,"ДТПL045-0100.60",null,"Преобразователь термоэлектрический ДТПL045-0100.60",1315,1578,"4",280,9025900008,24]
["2023-06-07T16:16:40.813",19634,"ДТПL045-0100.600",null,"Преобразователь термоэлектрический ДТПL045-0100.600",1815,2178,"4",712,9025900008,24]
["2023-06-07T16:16:40.813",7642,"ДТПL045-0100.630",null,"Преобразователь термоэлектрический ДТПL045-0100.630",1815,2178,"4",280,9025900008,24]
["2023-06-07T16:16:40.813",60216,"ДТПL045-0100.70",null,"Преобразователь термоэлектрический ДТПL045-0100.70",1315,1578,"По запросу",1,9025900008,24]
["2023-06-07T16:16:40.813",20020,"ДТПL045-0100.700",null,"Преобразователь термоэлектрический ДТПL045-0100.700",1815,2178,"4",280,9025900008,24]
["2023-06-07T16:16:40.813",19220,"ДТПL045-0100.750",null,"Преобразователь термоэлектрический ДТПL045-0100.750",1815,2178,"По запросу",1,9025900008,24]
["2023-06-07T16:16:40.813",7672,"ДТПL045-0100.80",null,"Преобразователь термоэлектрический ДТПL045-0100.80",1315,1578,"4",280,9025900008,24]
["2023-06-07T16:16:40.813",8436,"ДТПL045-0100.800",null,"Преобразователь термоэлектрический ДТПL045-0100.800",1815,2178,"4",280,9025900008,24]
["2023-06-07T16:16:40.813",32027,"ДТПL045-0100.850",null,"Преобразователь термоэлектрический ДТПL045-0100.850",2240,2688,"4",280,9025900008,24]
["2023-06-07T16:16:40.813",86079,"ДТПL045-0100.900",null,"Преобразователь термоэлектрический ДТПL045-0100.900",2240,2688,"4",280,9025900008,24]
["2023-06-07T16:16:40.813",20967,"ДТПL045-0110.100",null,"Преобразователь термоэлектрический ДТПL045-0110.100",2465,2958,"4",330,9025900008,24]
["2023-06-07T16:16:40.813",16864,"ДТПL045-0110.1000",null,"Преобразователь термоэлектрический ДТПL045-0110.1000",3630,4356,"4",160,9025900008,24]
["2023-06-07T16:16:40.813",16209,"ДТПL045-0110.120",null,"Преобразователь термоэлектрический ДТПL045-0110.120",2465,2958,"4",305,9025900008,24]
["2023-06-07T16:16:40.813",7813,"ДТПL045-0110.1250",null,"Преобразователь термоэлектрический ДТПL045-0110.1250",3630,4356,"4",131,9025900008,24]
["2023-06-07T16:16:40.813",18632,"ДТПL045-0110.160",null,"Преобразователь термоэлектрический ДТПL045-0110.160",2465,2958,"4",264,9025900008,24]
["2023-06-07T16:16:40.813",31794,"ДТПL045-0110.1600",null,"Преобразователь термоэлектрический ДТПL045-0110.1600",4415,5298,"4",105,9025900008,24]
["2023-06-07T16:16:40.813",50118,"ДТПL045-0110.180",null,"Преобразователь термоэлектрический ДТПL045-0110.180",2465,2958,"4",248,9025900008,24]
["2023-06-07T16:16:40.813",16852,"ДТПL045-0110.200",null,"Преобразователь термоэлектрический ДТПL045-0110.200",2465,2958,"4",233,9025900008,24]
["2023-06-07T16:16:40.813",21510,"ДТПL045-0110.2000",null,"Преобразователь термоэлектрический ДТПL045-0110.2000",4415,5298,"4",85,9025900008,24]
["2023-06-07T16:16:40.813",129758,"ДТПL045-0110.220",null,"Преобразователь термоэлектрический ДТПL045-0110.220",2785,3342,"4",220,9025900008,24]
["2023-06-07T16:16:40.813",18646,"ДТПL045-0110.250",null,"Преобразователь термоэлектрический ДТПL045-0110.250",2785,3342,"4",203,9025900008,24]
["2023-06-07T16:16:40.813",129399,"ДТПL045-0110.280",null,"Преобразователь термоэлектрический ДТПL045-0110.280",2785,3342,"4",189,9025900008,24]
["2023-06-07T16:16:40.813",16854,"ДТПL045-0110.320",null,"Преобразователь термоэлектрический ДТПL045-0110.320",2785,3342,"4",172,9025900008,24]
["2023-06-07T16:16:40.813",16855,"ДТПL045-0110.350",null,"Преобразователь термоэлектрический ДТПL045-0110.350",2785,3342,"4",162,9025900008,24]
["2023-06-07T16:16:40.813",16856,"ДТПL045-0110.400",null,"Преобразователь термоэлектрический ДТПL045-0110.400",2785,3342,"4",147,9025900008,24]
["2023-06-07T16:16:40.813",35153,"ДТПL045-0110.500",null,"Преобразователь термоэлектрический ДТПL045-0110.500",2785,3342,"4",285,9025900008,24]
["2023-06-07T16:16:40.813",30641,"ДТПL045-0110.60",null,"Преобразователь термоэлектрический ДТПL045-0110.60",2465,2958,"4",396,9025900008,24]
["2023-06-07T16:16:40.813",16865,"ДТПL045-0110.600",null,"Преобразователь термоэлектрический ДТПL045-0110.600",3120,3744,"4",246,9025900008,24]
["2023-06-07T16:16:40.813",18076,"ДТПL045-0110.630",null,"Преобразователь термоэлектрический ДТПL045-0110.630",3120,3744,"4",237,9025900008,24]
["2023-06-07T16:16:40.813",22124,"ДТПL045-0110.80",null,"Преобразователь термоэлектрический ДТПL045-0110.80",2465,2958,"4",360,9025900008,24]
["2023-06-07T16:16:40.813",16858,"ДТПL045-0110.800",null,"Преобразователь термоэлектрический ДТПL045-0110.800",3120,3744,"По запросу",1,9025900008,24]
["2023-06-07T16:16:40.813",30801,"ДТПL045-0200.100",null,"Преобразователь термоэлектрический ДТПL045-0200.100",1575,1890,"По запросу",1,9025900008,24]
["2023-06-07T16:16:40.813",31788,"ДТПL045-0200.1000",null,"Преобразователь термоэлектрический ДТПL045-0200.1000",2690,3228,"4",80,9025900008,24]
["2023-06-07T16:16:40.813",10283,"ДТПL045-0200.120",null,"Преобразователь термоэлектрический ДТПL045-0200.120",1575,1890,"4",80,9025900008,24]
["2023-06-07T16:16:40.813",11844,"ДТПL045-0200.1250",null,"Преобразователь термоэлектрический ДТПL045-0200.1250",2690,3228,"4",80,9025900008,24]
["2023-06-07T16:16:40.813",45080,"ДТПL045-0200.1400",null,"Преобразователь термоэлектрический ДТПL045-0200.1400",3855,4626,"По запросу",1,9025900008,24]
["2023-06-07T16:16:40.813",45081,"ДТПL045-0200.1500",null,"Преобразователь термоэлектрический ДТПL045-0200.1500",3855,4626,"4",74,9025900008,24]
["2023-06-07T16:16:40.813",15620,"ДТПL045-0200.160",null,"Преобразователь термоэлектрический ДТПL045-0200.160",1575,1890,"4",80,9025900008,24]
["2023-06-07T16:16:40.813",15493,"ДТПL045-0200.1600",null,"Преобразователь термоэлектрический ДТПL045-0200.1600",3855,4626,"4",70,9025900008,24]
["2023-06-07T16:16:40.813",45082,"ДТПL045-0200.1800",null,"Преобразователь термоэлектрический ДТПL045-0200.1800",3855,4626,"4",63,9025900008,24]
["2023-06-07T16:16:40.813",45083,"ДТПL045-0200.1900",null,"Преобразователь термоэлектрический ДТПL045-0200.1900",3855,4626,"По запросу",1,9025900008,24]
["2023-06-07T16:16:40.813",18779,"ДТПL045-0200.200",null,"Преобразователь термоэлектрический ДТПL045-0200.200",1575,1890,"4",80,9025900008,24]
["2023-06-07T16:16:40.813",45084,"ДТПL045-0200.2000",null,"Преобразователь термоэлектрический ДТПL045-0200.2000",3855,4626,"4",57,9025900008,24]
["2023-06-07T16:16:40.813",16936,"ДТПL045-0200.250",null,"Преобразователь термоэлектрический ДТПL045-0200.250",1800,2160,"4",80,9025900008,24]
["2023-06-07T16:16:40.813",19378,"ДТПL045-0200.300",null,"Преобразователь термоэлектрический ДТПL045-0200.300",1800,2160,"4",80,9025900008,24]
["2023-06-07T16:16:40.813",10284,"ДТПL045-0200.320",null,"Преобразователь термоэлектрический ДТПL045-0200.320",1800,2160,"4",80,9025900008,24]
["2023-06-07T16:16:40.813",45079,"ДТПL045-0200.350",null,"Преобразователь термоэлектрический ДТПL045-0200.350",1800,2160,"По запросу",1,9025900008,24]
["2023-06-07T16:16:40.813",17883,"ДТПL045-0200.400",null,"Преобразователь термоэлектрический ДТПL045-0200.400",1800,2160,"4",80,9025900008,24]
["2023-06-07T16:16:40.813",37799,"ДТПL045-0200.500",null,"Преобразователь термоэлектрический ДТПL045-0200.500",1800,2160,"4",80,9025900008,24]
["2023-06-07T16:16:40.813",30932,"ДТПL045-0200.630",null,"Преобразователь термоэлектрический ДТПL045-0200.630",2185,2622,"4",80,9025900008,24]
["2023-06-07T16:16:40.813",11532,"ДТПL045-0200.800",null,"Преобразователь термоэлектрический ДТПL045-0200.800",2185,2622,"4",80,9025900008,24]
["2023-06-07T16:16:40.813",94400,"ДТПL045-0210.100",null,"Преобразователь термоэлектрический ДТПL045-0210.100",2970,3564,"4",150,9025900008,24]
["2023-06-07T16:16:40.813",77719,"ДТПL045-0210.1000",null,"Преобразователь термоэлектрический ДТПL045-0210.1000",4360,5232,"4",32,9025900008,24]
["2023-06-07T16:16:40.813",44564,"ДТПL045-0210.120",null,"Преобразователь термоэлектрический ДТПL045-0210.120",2970,3564,"4",138,9025900008,24]
["2023-06-07T16:16:40.813",103356,"ДТПL045-0210.1250",null,"Преобразователь термоэлектрический ДТПL045-0210.1250",4360,5232,"4",26,9025900008,24]
["2023-06-07T16:16:40.813",58954,"ДТПL045-0210.160",null,"Преобразователь термоэлектрический ДТПL045-0210.160",2970,3564,"4",120,9025900008,24]
["2023-06-07T16:16:40.813",86498,"ДТПL045-0210.1600",null,"Преобразователь термоэлектрический ДТПL045-0210.1600",5305,6366,"4",21,9025900008,24]
["2023-06-07T16:16:40.813",94402,"ДТПL045-0210.180",null,"Преобразователь термоэлектрический ДТПL045-0210.180",2970,3564,"4",113,9025900008,24]
["2023-06-07T16:16:40.813",78878,"ДТПL045-0210.200",null,"Преобразователь термоэлектрический ДТПL045-0210.200",2970,3564,"4",106,9025900008,24]
["2023-06-07T16:16:40.813",37779,"ДТПL045-0210.250",null,"Преобразователь термоэлектрический ДТПL045-0210.250",3345,4014,"4",92,9025900008,24]
["2023-06-07T16:16:40.813",41714,"ДТПL045-0210.320",null,"Преобразователь термоэлектрический ДТПL045-0210.320",3345,4014,"4",78,9025900008,24]
["2023-06-07T16:16:40.813",36111,"ДТПL045-0210.400",null,"Преобразователь термоэлектрический ДТПL045-0210.400",3345,4014,"4",67,9025900008,24]
["2023-06-07T16:16:40.813",94401,"ДТПL045-0210.60",null,"Преобразователь термоэлектрический ДТПL045-0210.60",2970,3564,"4",180,9025900008,24]
["2023-06-07T16:16:40.813",93284,"ДТПL045-0210.630",null,"Преобразователь термоэлектрический ДТПL045-0210.630",3740,4488,"4",47,9025900008,24]
["2023-06-07T16:16:40.813",36113,"ДТПL045-0210.80",null,"Преобразователь термоэлектрический ДТПL045-0210.80",2970,3564,"По запросу",1,9025900008,24]
["2023-06-07T16:16:40.813",132890,"ДТПL045-0210.800",null,"Преобразователь термоэлектрический ДТПL045-0210.800",3740,4488,"4",1,9025900008,24]
["2023-06-07T16:16:40.813",131682,"ДТПL045-071Т.100",null,"Преобразователь термоэлектрический ДТПL045-071Т.100",3930,4716,"6",34,9025900008,24]
["2023-06-07T16:16:40.813",130365,"ДТПL045-071Т.1000",null,"Преобразователь термоэлектрический ДТПL045-071Т.1000",6035,7242,"6",7,9025900008,24]
["2023-06-07T16:16:40.813",104265,"ДТПL045-071Т.120",null,"Преобразователь термоэлектрический ДТПL045-071Т.120      ",3930,4716,"6",1,9025900008,24]
["2023-06-07T16:16:40.813",117943,"ДТПL045-071Т.160",null,"Преобразователь термоэлектрический ДТПL045-071Т.160",3930,4716,"6",27,9025900008,60]
["2023-06-07T16:16:40.813",119341,"ДТПL045-071Т.200",null,"Преобразователь термоэлектрический ДТПL045-071Т.200",3930,4716,"6",24,9025900008,60]
["2023-06-07T16:16:40.813",104264,"ДТПL045-071Т.250",null,"Преобразователь термоэлектрический ДТПL045-071Т.250",4605,5526,"6",1,9025900008,24]
["2023-06-07T16:16:40.813",130364,"ДТПL045-071Т.320",null,"Преобразователь термоэлектрический ДТПL045-071Т.320",4605,5526,"6",17,9025900008,24]
["2023-06-07T16:16:40.813",126994,"ДТПL045-071Т.60",null,"Преобразователь термоэлектрический ДТПL045-071Т.60",3930,4716,"6",42,9025900008,24]
["2023-06-07T16:16:40.813",111796,"ДТПL045-071Т.630",null,"Преобразователь термоэлектрический ДТПL045-071Т.630",5280,6336,"6",10,9025900008,24]
["2023-06-07T16:16:40.813",105174,"ДТПL045-071Т.80",null,"Преобразователь термоэлектрический ДТПL045-071Т.80",3930,4716,"6",38,9025900008,24]
["2023-06-07T16:16:40.813",63751,"ДТПL045-1100.100",null,"Преобразователь термоэлектрический ДТПL045-1100.100",1315,1578,"4",280,9025900008,24]
["2023-06-07T16:16:40.813",65106,"ДТПL045-1100.1000",null,"Преобразователь термоэлектрический ДТПL045-1100.1000",2240,2688,"По запросу",1,9025900008,24]
["2023-06-07T16:16:40.813",21268,"ДТПL045-1100.120",null,"Преобразователь термоэлектрический ДТПL045-1100.120",1315,1578,"4",280,9025900008,24]
["2023-06-07T16:16:40.813",16892,"ДТПL045-1100.160",null,"Преобразователь термоэлектрический ДТПL045-1100.160",1315,1578,"4",280,9025900008,24]
["2023-06-07T16:16:40.813",39812,"ДТПL045-1100.1600",null,"Преобразователь термоэлектрический ДТПL045-1100.1600",3210,3852,"По запросу",1,9025900008,24]
["2023-06-07T16:16:40.813",37623,"ДТПL045-1100.200",null,"Преобразователь термоэлектрический ДТПL045-1100.200",1315,1578,"По запросу",1,9025900008,24]
["2023-06-07T16:16:40.813",108197,"ДТПL045-1100.2000",null,"Преобразователь термоэлектрический ДТПL045-1100.2000",3210,3852,"4",201,9025900008,24]
["2023-06-07T16:16:40.813",20901,"ДТПL045-1100.250",null,"Преобразователь термоэлектрический ДТПL045-1100.250",1490,1788,"По запросу",1,9025900008,24]
["2023-06-07T16:16:40.813",39810,"ДТПL045-1100.320",null,"Преобразователь термоэлектрический ДТПL045-1100.320",1490,1788,"По запросу",1,9025900008,24]
["2023-06-07T16:16:40.813",37621,"ДТПL045-1100.400",null,"Преобразователь термоэлектрический ДТПL045-1100.400",1490,1788,"4",280,9025900008,24]
["2023-06-07T16:16:40.813",37622,"ДТПL045-1100.60",null,"Преобразователь термоэлектрический ДТПL045-1100.60",1315,1578,"По запросу",1,9025900008,24]
["2023-06-07T16:16:40.813",65107,"ДТПL045-1100.800",null,"Преобразователь термоэлектрический ДТПL045-1100.800",1815,2178,"По запросу",1,9025900008,24]
["2023-06-07T16:16:40.813",57752,"ДТПL045-1110.120",null,"Преобразователь термоэлектрический ДТПL045-1110.120",2465,2958,"4",305,9025900008,24]
["2023-06-07T16:16:40.813",73557,"ДТПL045-1110.160",null,"Преобразователь термоэлектрический ДТПL045-1110.160",2465,2958,"4",264,9025900008,24]
["2023-06-07T16:16:40.813",49793,"ДТПL045-1110.180",null,"Преобразователь термоэлектрический ДТПL045-1110.180",2465,2958,"По запросу",1,9025900008,24]
["2023-06-07T16:16:40.813",64865,"ДТПL045-1110.200",null,"Преобразователь термоэлектрический ДТПL045-1110.200",2465,2958,"По запросу",1,9025900008,24]
["2023-06-07T16:16:40.813",18645,"ДТПL045-1110.250",null,"Преобразователь термоэлектрический ДТПL045-1110.250",2785,3342,"По запросу",1,9025900008,24]
["2023-06-07T16:16:40.813",49794,"ДТПL045-1110.320",null,"Преобразователь термоэлектрический ДТПL045-1110.320",2785,3342,"По запросу",1,9025900008,24]
["2023-06-07T16:16:40.813",18483,"ДТПL045-1110.400",null,"Преобразователь термоэлектрический ДТПL045-1110.400",2785,3342,"4",147,9025900008,24]
["2023-06-07T16:16:40.813",63097,"ДТПL045-1110.500",null,"Преобразователь термоэлектрический ДТПL045-1110.500",2785,3342,"По запросу",1,9025900008,24]
["2023-06-07T16:16:40.813",54318,"ДТПL045-1110.700",null,"Преобразователь термоэлектрический ДТПL045-1110.700",3120,3744,"По запросу",1,9025900008,24]
["2023-06-07T16:16:40.813",68555,"ДТПL045-1200.500",null,"Преобразователь термоэлектрический ДТПL045-1200.500",1800,2160,"По запросу",1,9025900008,24]
["2023-06-07T16:16:40.813",68557,"ДТПL045-1200.600",null,"Преобразователь термоэлектрический ДТПL045-1200.600",2185,2622,"По запросу",1,9025900008,24]
["2023-06-07T16:16:40.813",68556,"ДТПL045-1200.800",null,"Преобразователь термоэлектрический ДТПL045-1200.800",2185,2622,"По запросу",1,9025900008,24]
["2023-06-07T16:16:40.813",76073,"ДТПL045-1210.500",null,"Преобразователь термоэлектрический ДТПL045-1210.500",3345,4014,"4",56,9025900008,24]
["2023-06-07T16:16:40.813",76072,"ДТПL045-1210.60",null,"Преобразователь термоэлектрический ДТПL045-1210.60",2970,3564,"4",180,9025900008,24]
["2023-06-07T16:16:40.813",50574,"ДТПL045Л-0100.100",null,"Преобразователь термоэлектрический ДТПL045Л-0100.100",1315,1578,"4",833,9025900008,24]
["2023-06-07T16:16:40.813",53390,"ДТПL045Л-0100.120",null,"Преобразователь термоэлектрический ДТПL045Л-0100.120",1315,1578,"4",833,9025900008,24]
["2023-06-07T16:16:40.813",46848,"ДТПL045Л-0100.1250",null,"Преобразователь термоэлектрический ДТПL045Л-0100.1250",2240,2688,"4",306,9025900008,24]
["2023-06-07T16:16:40.813",47321,"ДТПL045Л-0100.160",null,"Преобразователь термоэлектрический ДТПL045Л-0100.160",1315,1578,"4",833,9025900008,24]
["2023-06-07T16:16:40.813",59721,"ДТПL045Л-0100.1600",null,"Преобразователь термоэлектрический ДТПL045Л-0100.1600",3210,3852,"По запросу",1,9025900008,24]
["2023-06-07T16:16:40.813",39061,"ДТПL045Л-0100.200",null,"Преобразователь термоэлектрический ДТПL045Л-0100.200",1315,1578,"4",833,9025900008,24]
["2023-06-07T16:16:40.813",49983,"ДТПL045Л-0100.320",null,"Преобразователь термоэлектрический ДТПL045Л-0100.320",1490,1788,"4",833,9025900008,24]
["2023-06-07T16:16:40.813",46280,"ДТПL045Л-0100.400",null,"Преобразователь термоэлектрический ДТПL045Л-0100.400",1490,1788,"4",748,9025900008,24]
["2023-06-07T16:16:40.813",136057,"ДТПL045Л-0100.500",null,"Преобразователь термоэлектрический ДТПL045Л-0100.500",1490,1788,"4",833,9025900008,24]
["2023-06-07T16:16:40.813",110521,"ДТПL045Л-0100.60",null,"Преобразователь термоэлектрический ДТПL045Л-0100.60",1315,1578,"4",833,9025900008,24]
["2023-06-07T16:16:40.813",52755,"ДТПL045Л-0100.600",null,"Преобразователь термоэлектрический ДТПL045Л-0100.600",1815,2178,"По запросу",1,9025900008,24]
["2023-06-07T16:16:40.813",49483,"ДТПL045Л-0100.630",null,"Преобразователь термоэлектрический ДТПL045Л-0100.630",1815,2178,"По запросу",1,9025900008,24]
["2023-06-07T16:16:40.813",57205,"ДТПL045Л-0100.800",null,"Преобразователь термоэлектрический ДТПL045Л-0100.800",1815,2178,"4",446,9025900008,24]
["2023-06-07T16:16:40.813",79246,"ДТПL045Л-0110.120",null,"Преобразователь термоэлектрический ДТПL045Л-0110.120",2465,2958,"4",305,9025900008,24]
["2023-06-07T16:16:40.813",117127,"ДТПL045Л-0110.150",null,"Преобразователь термоэлектрический ДТПL045Л-0110.150",2465,2958,"4",273,9025900008,24]
["2023-06-07T16:16:40.813",73743,"ДТПL045Л-0110.160",null,"Преобразователь термоэлектрический ДТПL045Л-0110.160",2465,2958,"4",264,9025900008,24]
["2023-06-07T16:16:40.813",129272,"ДТПL045Л-0110.1600",null,"Преобразователь термоэлектрический ДТПL045Л-0110.1600",4415,5298,"По запросу",1,9025900008,24]
["2023-06-07T16:16:40.813",112468,"ДТПL045Л-0110.200",null,"Преобразователь термоэлектрический ДТПL045Л-0110.200",2465,2958,"4",233,9025900008,24]
["2023-06-07T16:16:40.813",92054,"ДТПL045Л-0110.2000",null,"Преобразователь термоэлектрический ДТПL045Л-0110.2000",4415,5298,"4",85,9025900008,24]
["2023-06-07T16:16:40.813",64943,"ДТПL045Л-0110.250",null,"Преобразователь термоэлектрический ДТПL045Л-0110.250",2785,3342,"4",203,9025900008,24]
["2023-06-07T16:16:40.813",107403,"ДТПL045Л-0110.320",null,"Преобразователь термоэлектрический ДТПL045Л-0110.320",2785,3342,"4",172,9025900008,24]
["2023-06-07T16:16:40.813",111230,"ДТПL045Л-0110.400",null,"Преобразователь термоэлектрический ДТПL045Л-0110.400",2785,3342,"4",147,9025900008,24]
["2023-06-07T16:16:40.813",111231,"ДТПL045Л-0110.500",null,"Преобразователь термоэлектрический ДТПL045Л-0110.500",2785,3342,"4",285,9025900008,24]
["2023-06-07T16:16:40.813",65125,"ДТПL045Л-0110.630",null,"Преобразователь термоэлектрический ДТПL045Л-0110.630",3120,3744,"4",237,9025900008,24]
["2023-06-07T16:16:40.813",135376,"ДТПL045Л-0200.180",null,"Преобразователь термоэлектрический ДТПL045Л-0200.180",1575,1890,"4",338,9025900008,24]
["2023-06-07T16:16:40.813",132190,"ДТПL045Л-0200.2000",null,"Преобразователь термоэлектрический ДТПL045Л-0200.2000",3855,4626,"4",1,9025900008,24]
["2023-06-07T16:16:40.813",135377,"ДТПL045Л-0200.320",null,"Преобразователь термоэлектрический ДТПL045Л-0200.320",1800,2160,"4",245,9025900008,24]
["2023-06-07T16:16:40.813",131279,"ДТПL045Л-0210.100",null,"Преобразователь термоэлектрический ДТПL045Л-0210.100",2970,3564,"4",150,9025900008,24]
["2023-06-07T16:16:40.813",125288,"ДТПL045Л-0210.200",null,"Преобразователь термоэлектрический ДТПL045Л-0210.200",2970,3564,"4",106,9025900008,24]
["2023-06-07T16:16:40.813",125287,"ДТПL045Л-0210.500",null,"Преобразователь термоэлектрический ДТПL045Л-0210.500",3345,4014,"4",56,9025900008,24]
["2023-06-07T16:16:40.813",116064,"ДТПL045М-0110.200.1,0.RS",null,"Датчик температуры с цифровым выходом (-40…+600С) ДТПL045М-0110.200.1,0.RS",18465,22158,"6",1,9025900008,24]
["2023-06-07T16:16:40.813",11613,"ДТПL045Э-0100.80",null,"Преобразователь термоэлектрический ДТПL045Э-0100.80",1315,1578,"По запросу",1,9025900008,24]
["2023-06-07T16:16:40.813",36576,"ДТПL045Э-0200.120",null,"Преобразователь термоэлектрический ДТПL045Э-0200.120",1575,1890,"По запросу",1,9025900008,24]
["2023-06-07T16:16:40.813",37892,"ДТПL045Э-0200.120.M22X1,5",null,"Преобразователь термоэлектрический ДТПL045Э-0200.120.M22X1,5",1812,2174.4,"По запросу",1,9025900008,24]
["2023-06-07T16:16:40.813",19452,"ДТПL045Э-0200.2000.М27Х2",null,"Преобразователь термоэлектрический ДТПL045Э-0200.2000.М27Х2",4434,5320.8,"По запросу",1,9025900008,24]
["2023-06-07T16:16:40.813",61517,"ДТПL045Э1-0100.100",null,"Преобразователь термоэлектрический ДТПL045Э1-0100.100",1315,1578,"По запросу",1,9025900008,24]
["2023-06-07T16:16:40.813",60722,"ДТПL045Э1-0100.80",null,"Преобразователь термоэлектрический ДТПL045Э1-0100.80",1315,1578,"По запросу",1,9025900008,24]
["2023-06-07T16:16:40.813",58464,"ДТПL045Э1-0200.400",null,"Преобразователь термоэлектрический ДТПL045Э1-0200.400",1800,2160,"По запросу",1,9025900008,24]
["2023-06-07T16:16:40.813",19450,"ДТПL045Э-1100.320.М20Х2",null,"Преобразователь термоэлектрический ДТПL045Э-1100.320.М20Х2",1714,2056.8000000000002,"По запросу",1,9025900008,24]
["2023-06-07T16:16:40.813",19448,"ДТПL045Э-1100.80.М20Х2",null,"Преобразователь термоэлектрический ДТПL045Э-1100.80.М20Х2",1513,1815.6,"По запросу",1,9025900008,24]
["2023-06-07T16:16:40.813",68960,"ДТПL045Э2-0100.60",null,"Преобразователь термоэлектрический ДТПL045Э2-0100.60",1315,1578,"По запросу",1,9025900008,24]
["2023-06-07T16:16:40.813",68891,"ДТПL045Э2-0100.80",null,"Преобразователь термоэлектрический ДТПL045Э2-0100.80",1315,1578,"По запросу",1,9025900008,24]
["2023-06-07T16:16:40.813",64087,"ДТПL054-00.100/0,2",null,"Преобразователь термоэлектрический ДТПL054-00.100/0,2",915,1098,"4",966,9025900008,24]
["2023-06-07T16:16:40.813",56384,"ДТПL054-00.100/0,5",null,"Преобразователь термоэлектрический ДТПL054-00.100/0,5",1065,1278,"4",966,9025900008,24]
["2023-06-07T16:16:40.813",32304,"ДТПL054-00.100/1",null,"Преобразователь термоэлектрический ДТПL054-00.100/1",1215,1458,"4",966,9025900008,24]
["2023-06-07T16:16:40.813",135041,"ДТПL054-00.100/1,0.М12Х1,75",null,"Преобразователь термоэлектрический ДТПL054-00.100/1,0.М12Х1,75",1353,1623.6,"4",966,9025900008,24]
["2023-06-07T16:16:40.813",18303,"ДТПL054-00.100/1,5",null,"Преобразователь термоэлектрический ДТПL054-00.100/1,5",1365,1638,"4",966,9025900008,24]
["2023-06-07T16:16:40.813",45483,"ДТПL054-00.100/1,5.М20Х1,5",null,"Преобразователь термоэлектрический ДТПL054-00.100/1,5.М20Х1,5",1503,1803.6,"По запросу",1,9025900008,24]
["2023-06-07T16:16:40.813",45991,"ДТПL054-00.100/1.G1/2",null,"Преобразователь термоэлектрический ДТПL054-00.100/1.G1/2",1353,1623.6,"4",966,9025900008,24]
["2023-06-07T16:16:40.813",37530,"ДТПL054-00.100/10",null,"Преобразователь термоэлектрический ДТПL054-00.100/10",3915,4698,"4",198,9025900008,24]
["2023-06-07T16:16:40.813",8290,"ДТПL054-00.100/2",null,"Преобразователь термоэлектрический ДТПL054-00.100/2",1515,1818,"4",943,9025900008,24]
["2023-06-07T16:16:40.813",52624,"ДТПL054-00.100/2,5",null,"Преобразователь термоэлектрический ДТПL054-00.100/2,5",1665,1998,"4",763,9025900008,24]
["2023-06-07T16:16:40.813",47566,"ДТПL054-00.100/2.R1/2",null,"Преобразователь термоэлектрический ДТПL054-00.100/2.R1/2",1653,1983.6,"По запросу",1,9025900008,24]
["2023-06-07T16:16:40.813",94798,"ДТПL054-00.100/20",null,"Преобразователь термоэлектрический ДТПL054-00.100/20",6915,8298,"По запросу",1,9025900008,24]
["2023-06-07T16:16:40.813",17197,"ДТПL054-00.100/3",null,"Преобразователь термоэлектрический ДТПL054-00.100/3",1815,2178,"4",641,9025900008,24]
["2023-06-07T16:16:40.813",125712,"ДТПL054-00.100/3,5",null,"Преобразователь термоэлектрический ДТПL054-00.100/3,5",1965,2358,"4",552,9025900008,24]
["2023-06-07T16:16:40.813",68698,"ДТПL054-00.100/4",null,"Преобразователь термоэлектрический ДТПL054-00.100/4",2115,2538,"По запросу",1,9025900008,24]
["2023-06-07T16:16:40.813",36744,"ДТПL054-00.100/5",null,"Преобразователь термоэлектрический ДТПL054-00.100/5",2415,2898,"4",391,9025900008,24]
["2023-06-07T16:16:40.813",8609,"ДТПL054-00.100/6",null,"Преобразователь термоэлектрический ДТПL054-00.100/6",2715,3258,"4",327,9025900008,24]
["2023-06-07T16:16:40.813",128606,"ДТПL054-00.100/7",null,"Преобразователь термоэлектрический ДТПL054-00.100/7",3015,3618,"По запросу",1,9025900008,24]
["2023-06-07T16:16:40.813",132830,"ДТПL054-00.1000/20",null,"Преобразователь термоэлектрический ДТПL054-00.1000/20",7790,9348,"4",95,9025900008,24]
["2023-06-07T16:16:40.813",103595,"ДТПL054-00.110/3",null,"Преобразователь термоэлектрический ДТПL054-00.110/3",1815,2178,"4",639,9025900008,24]
["2023-06-07T16:16:40.813",30924,"ДТПL054-00.120/0,2",null,"Преобразователь термоэлектрический ДТПL054-00.120/0,2",915,1098,"По запросу",1,9025900008,24]
["2023-06-07T16:16:40.813",16266,"ДТПL054-00.120/0,5",null,"Преобразователь термоэлектрический ДТПL054-00.120/0,5",1065,1278,"4",966,9025900008,24]
["2023-06-07T16:16:40.813",8779,"ДТПL054-00.120/1",null,"Преобразователь термоэлектрический ДТПL054-00.120/1",1215,1458,"4",1,9025900008,24]
["2023-06-07T16:16:40.813",80330,"ДТПL054-00.120/1,2",null,"Преобразователь термоэлектрический ДТПL054-00.120/1,2",1275,1530,"4",966,9025900008,24]
["2023-06-07T16:16:40.813",8946,"ДТПL054-00.120/1,5",null,"Преобразователь термоэлектрический ДТПL054-00.120/1,5",1365,1638,"4",966,9025900008,24]
["2023-06-07T16:16:40.813",104418,"ДТПL054-00.120/1,5.G1/2",null,"Преобразователь термоэлектрический ДТПL054-00.120/1,5.G1/2",1503,1803.6,"4",966,9025900008,24]
["2023-06-07T16:16:40.813",10626,"ДТПL054-00.120/1,6",null,"Преобразователь термоэлектрический ДТПL054-00.120/1,6",1395,1674,"По запросу",1,9025900008,24]
["2023-06-07T16:16:40.813",45992,"ДТПL054-00.120/1.G1/2",null,"Преобразователь термоэлектрический ДТПL054-00.120/1.G1/2",1353,1623.6,"По запросу",1,9025900008,24]
["2023-06-07T16:16:40.813",8065,"ДТПL054-00.120/10",null,"Преобразователь термоэлектрический ДТПL054-00.120/10",3915,4698,"4",197,9025900008,24]
["2023-06-07T16:16:40.813",11211,"ДТПL054-00.120/15",null,"Преобразователь термоэлектрический ДТПL054-00.120/15",5415,6498,"По запросу",1,9025900008,24]
["2023-06-07T16:16:40.813",8573,"ДТПL054-00.120/2",null,"Преобразователь термоэлектрический ДТПL054-00.120/2",1515,1818,"4",935,9025900008,24]
["2023-06-07T16:16:40.813",40049,"ДТПL054-00.120/2,5",null,"Преобразователь термоэлектрический ДТПL054-00.120/2,5",1665,1998,"4",758,9025900008,24]
["2023-06-07T16:16:40.813",108012,"ДТПL054-00.120/2,5.G1/2",null,"Преобразователь термоэлектрический ДТПL054-00.120/2,5.G1/2",1803,2163.6,"4",758,9025900008,24]
["2023-06-07T16:16:40.813",38187,"ДТПL054-00.120/2.G1/2",null,"Преобразователь термоэлектрический ДТПL054-00.120/2.G1/2",1653,1983.6,"По запросу",1,9025900008,24]
["2023-06-07T16:16:40.813",10153,"ДТПL054-00.120/20",null,"Преобразователь термоэлектрический ДТПL054-00.120/20",6915,8298,"По запросу",1,9025900008,24]
["2023-06-07T16:16:40.813",8450,"ДТПL054-00.120/3",null,"Преобразователь термоэлектрический ДТПL054-00.120/3",1815,2178,"4",637,9025900008,24]
["2023-06-07T16:16:40.813",10285,"ДТПL054-00.120/3,5",null,"Преобразователь термоэлектрический ДТПL054-00.120/3,5",1965,2358,"По запросу",1,9025900008,24]
["2023-06-07T16:16:40.813",8099,"ДТПL054-00.120/4",null,"Преобразователь термоэлектрический ДТПL054-00.120/4",2115,2538,"По запросу",1,9025900008,24]
["2023-06-07T16:16:40.813",9678,"ДТПL054-00.120/5",null,"Преобразователь термоэлектрический ДТПL054-00.120/5",2415,2898,"4",389,9025900008,24]
["2023-06-07T16:16:40.813",62392,"ДТПL054-00.120/5,5",null,"Преобразователь термоэлектрический ДТПL054-00.120/5,5",2565,3078,"По запросу",1,9025900008,24]
["2023-06-07T16:16:40.813",8100,"ДТПL054-00.120/6",null,"Преобразователь термоэлектрический ДТПL054-00.120/6",2715,3258,"4",326,9025900008,24]
["2023-06-07T16:16:40.813",62393,"ДТПL054-00.120/6,5",null,"Преобразователь термоэлектрический ДТПL054-00.120/6,5",2865,3438,"По запросу",1,9025900008,24]
["2023-06-07T16:16:40.813",10532,"ДТПL054-00.120/7",null,"Преобразователь термоэлектрический ДТПL054-00.120/7",3015,3618,"По запросу",1,9025900008,24]
["2023-06-07T16:16:40.813",8101,"ДТПL054-00.120/8",null,"Преобразователь термоэлектрический ДТПL054-00.120/8",3315,3978,"По запросу",1,9025900008,24]
["2023-06-07T16:16:40.813",10531,"ДТПL054-00.120/9",null,"Преобразователь термоэлектрический ДТПL054-00.120/9",3615,4338,"По запросу",1,9025900008,24]
["2023-06-07T16:16:40.813",38078,"ДТПL054-00.130/2,5",null,"Преобразователь термоэлектрический ДТПL054-00.130/2,5",1665,1998,"По запросу",1,9025900008,24]
["2023-06-07T16:16:40.813",19158,"ДТПL054-00.150/0,2",null,"Преобразователь термоэлектрический ДТПL054-00.150/0,2",915,1098,"По запросу",1,9025900008,24]
["2023-06-07T16:16:40.813",11761,"ДТПL054-00.160/0,2",null,"Преобразователь термоэлектрический ДТПL054-00.160/0,2",915,1098,"4",966,9025900008,24]
["2023-06-07T16:16:40.813",43475,"ДТПL054-00.160/0,5",null,"Преобразователь термоэлектрический ДТПL054-00.160/0,5",1065,1278,"По запросу",1,9025900008,24]
["2023-06-07T16:16:40.813",15607,"ДТПL054-00.160/1",null,"Преобразователь термоэлектрический ДТПL054-00.160/1",1215,1458,"4",966,9025900008,24]
["2023-06-07T16:16:40.813",45603,"ДТПL054-00.160/1,2",null,"Преобразователь термоэлектрический ДТПL054-00.160/1,2",1275,1530,"По запросу",1,9025900008,24]
["2023-06-07T16:16:40.813",9443,"ДТПL054-00.160/1,5",null,"Преобразователь термоэлектрический ДТПL054-00.160/1,5",1365,1638,"4",966,9025900008,24]
["2023-06-07T16:16:40.813",11016,"ДТПL054-00.160/10",null,"Преобразователь термоэлектрический ДТПL054-00.160/10",3915,4698,"4",196,9025900008,24]
["2023-06-07T16:16:40.813",91857,"ДТПL054-00.160/15",null,"Преобразователь термоэлектрический ДТПL054-00.160/15",5415,6498,"4",132,9025900008,24]
["2023-06-07T16:16:40.813",11585,"ДТПL054-00.160/2",null,"Преобразователь термоэлектрический ДТПL054-00.160/2",1515,1818,"4",917,9025900008,24]
["2023-06-07T16:16:40.813",10891,"ДТПL054-00.160/2,5",null,"Преобразователь термоэлектрический ДТПL054-00.160/2,5",1665,1998,"4",746,9025900008,24]
["2023-06-07T16:16:40.813",104343,"ДТПL054-00.160/20",null,"Преобразователь термоэлектрический ДТПL054-00.160/20",6915,8298,"По запросу",1,9025900008,24]
["2023-06-07T16:16:40.813",8531,"ДТПL054-00.160/3",null,"Преобразователь термоэлектрический ДТПL054-00.160/3",1815,2178,"4",629,9025900008,24]
["2023-06-07T16:16:40.813",125713,"ДТПL054-00.160/3,5",null,"Преобразователь термоэлектрический ДТПL054-00.160/3,5",1965,2358,"4",543,9025900008,24]
["2023-06-07T16:16:40.813",51970,"ДТПL054-00.160/4",null,"Преобразователь термоэлектрический ДТПL054-00.160/4",2115,2538,"4",478,9025900008,24]
["2023-06-07T16:16:40.813",41340,"ДТПL054-00.160/5",null,"Преобразователь термоэлектрический ДТПL054-00.160/5",2415,2898,"4",386,9025900008,24]
["2023-06-07T16:16:40.813",31599,"ДТПL054-00.160/5.G1/2",null,"Преобразователь термоэлектрический ДТПL054-00.160/5.G1/2",2553,3063.6,"По запросу",1,9025900008,24]
["2023-06-07T16:16:40.813",76241,"ДТПL054-00.180/1",null,"Преобразователь термоэлектрический ДТПL054-00.180/1",1215,1458,"4",966,9025900008,24]
["2023-06-07T16:16:40.813",17692,"ДТПL054-00.180/1,2",null,"Преобразователь термоэлектрический ДТПL054-00.180/1,2",1275,1530,"По запросу",1,9025900008,24]
["2023-06-07T16:16:40.813",90524,"ДТПL054-00.180/1,5",null,"Преобразователь термоэлектрический ДТПL054-00.180/1,5",1365,1638,"4",966,9025900008,24]
["2023-06-07T16:16:40.813",76251,"ДТПL054-00.180/10",null,"Преобразователь термоэлектрический ДТПL054-00.180/10",3915,4698,"4",196,9025900008,24]
["2023-06-07T16:16:40.813",126177,"ДТПL054-00.180/2",null,"Преобразователь термоэлектрический ДТПL054-00.180/2",1515,1818,"4",909,9025900008,24]
["2023-06-07T16:16:40.813",70673,"ДТПL054-00.180/4",null,"Преобразователь термоэлектрический ДТПL054-00.180/4",2115,2538,"По запросу",1,9025900008,24]
["2023-06-07T16:16:40.813",58538,"ДТПL054-00.200/0,2",null,"Преобразователь термоэлектрический ДТПL054-00.200/0,2",915,1098,"4",966,9025900008,24]
["2023-06-07T16:16:40.813",9260,"ДТПL054-00.200/0,5",null,"Преобразователь термоэлектрический ДТПL054-00.200/0,5",1065,1278,"4",1,9025900008,24]
["2023-06-07T16:16:40.813",8705,"ДТПL054-00.200/1",null,"Преобразователь термоэлектрический ДТПL054-00.200/1",1215,1458,"4",966,9025900008,24]
["2023-06-07T16:16:40.813",8090,"ДТПL054-00.200/1,5",null,"Преобразователь термоэлектрический ДТПL054-00.200/1,5",1365,1638,"4",966,9025900008,24]
["2023-06-07T16:16:40.813",8044,"ДТПL054-00.200/10",null,"Преобразователь термоэлектрический ДТПL054-00.200/10",3915,4698,"4",196,9025900008,24]
["2023-06-07T16:16:40.813",114864,"ДТПL054-00.200/15",null,"Преобразователь термоэлектрический ДТПL054-00.200/15",5415,6498,"4",131,9025900008,24]
["2023-06-07T16:16:40.813",9024,"ДТПL054-00.200/2",null,"Преобразователь термоэлектрический ДТПL054-00.200/2",1515,1818,"4",901,9025900008,24]
["2023-06-07T16:16:40.813",38419,"ДТПL054-00.200/2,5",null,"Преобразователь термоэлектрический ДТПL054-00.200/2,5",1665,1998,"4",735,9025900008,24]
["2023-06-07T16:16:40.813",7711,"ДТПL054-00.200/3",null,"Преобразователь термоэлектрический ДТПL054-00.200/3",1815,2178,"4",621,9025900008,24]
["2023-06-07T16:16:40.813",125714,"ДТПL054-00.200/3,5",null,"Преобразователь термоэлектрический ДТПL054-00.200/3,5",1965,2358,"4",538,9025900008,24]
["2023-06-07T16:16:40.813",11836,"ДТПL054-00.200/4",null,"Преобразователь термоэлектрический ДТПL054-00.200/4",2115,2538,"По запросу",1,9025900008,24]
["2023-06-07T16:16:40.813",38846,"ДТПL054-00.200/5",null,"Преобразователь термоэлектрический ДТПL054-00.200/5",2415,2898,"4",383,9025900008,24]
["2023-06-07T16:16:40.813",31868,"ДТПL054-00.200/6",null,"Преобразователь термоэлектрический ДТПL054-00.200/6",2715,3258,"По запросу",1,9025900008,24]
["2023-06-07T16:16:40.813",43658,"ДТПL054-00.250/0,2",null,"Преобразователь термоэлектрический ДТПL054-00.250/0,2",1285,1542,"4",966,9025900008,24]
["2023-06-07T16:16:40.813",36180,"ДТПL054-00.250/0,5",null,"Преобразователь термоэлектрический ДТПL054-00.250/0,5",1435,1722,"По запросу",1,9025900008,24]
["2023-06-07T16:16:40.813",8344,"ДТПL054-00.250/1",null,"Преобразователь термоэлектрический ДТПL054-00.250/1",1585,1902,"По запросу",1,9025900008,24]
["2023-06-07T16:16:40.813",16962,"ДТПL054-00.250/1,5",null,"Преобразователь термоэлектрический ДТПL054-00.250/1,5",1735,2082,"4",966,9025900008,24]
["2023-06-07T16:16:40.813",19239,"ДТПL054-00.250/10",null,"Преобразователь термоэлектрический ДТПL054-00.250/10",4285,5142,"По запросу",1,9025900008,24]
["2023-06-07T16:16:40.813",57877,"ДТПL054-00.250/15",null,"Преобразователь термоэлектрический ДТПL054-00.250/15",5785,6942,"По запросу",1,9025900008,24]
["2023-06-07T16:16:40.813",21960,"ДТПL054-00.250/2",null,"Преобразователь термоэлектрический ДТПL054-00.250/2",1885,2262,"4",881,9025900008,24]
["2023-06-07T16:16:40.813",15827,"ДТПL054-00.250/2,5",null,"Преобразователь термоэлектрический ДТПL054-00.250/2,5",2035,2442,"По запросу",1,9025900008,24]
["2023-06-07T16:16:40.813",52915,"ДТПL054-00.250/20",null,"Преобразователь термоэлектрический ДТПL054-00.250/20",7285,8742,"По запросу",1,9025900008,24]
["2023-06-07T16:16:40.813",7829,"ДТПL054-00.250/3",null,"Преобразователь термоэлектрический ДТПL054-00.250/3",2185,2622,"По запросу",1,9025900008,24]
["2023-06-07T16:16:40.813",9416,"ДТПL054-00.250/4",null,"Преобразователь термоэлектрический ДТПL054-00.250/4",2485,2982,"4",468,9025900008,24]
["2023-06-07T16:16:40.813",21474,"ДТПL054-00.250/5",null,"Преобразователь термоэлектрический ДТПL054-00.250/5",2785,3342,"4",380,9025900008,24]
["2023-06-07T16:16:40.813",91389,"ДТПL054-00.250/7",null,"Преобразователь термоэлектрический ДТПL054-00.250/7",3385,4062,"4",275,9025900008,24]
["2023-06-07T16:16:40.813",31235,"ДТПL054-00.250/8",null,"Преобразователь термоэлектрический ДТПL054-00.250/8",3685,4422,"По запросу",1,9025900008,24]
["2023-06-07T16:16:40.813",20919,"ДТПL054-00.300/1",null,"Преобразователь термоэлектрический ДТПL054-00.300/1",1585,1902,"По запросу",1,9025900008,24]
["2023-06-07T16:16:40.813",72566,"ДТПL054-00.300/1,5",null,"Преобразователь термоэлектрический ДТПL054-00.300/1,5",1735,2082,"По запросу",1,9025900008,24]
["2023-06-07T16:16:40.813",134520,"ДТПL054-00.300/5",null,"Преобразователь термоэлектрический ДТПL054-00.300/5",2785,3342,"4",376,9025900008,24]
["2023-06-07T16:16:40.813",11790,"ДТПL054-00.320/0,2",null,"Преобразователь термоэлектрический ДТПL054-00.320/0,2",1285,1542,"4",966,9025900008,24]
["2023-06-07T16:16:40.813",63403,"ДТПL054-00.320/0,5",null,"Преобразователь термоэлектрический ДТПL054-00.320/0,5",1435,1722,"4",966,9025900008,24]
["2023-06-07T16:16:40.813",72563,"ДТПL054-00.320/1,5",null,"Преобразователь термоэлектрический ДТПL054-00.320/1,5",1735,2082,"4",1,9025900008,24]
["2023-06-07T16:16:40.813",20089,"ДТПL054-00.320/2",null,"Преобразователь термоэлектрический ДТПL054-00.320/2",1885,2262,"По запросу",1,9025900008,24]
["2023-06-07T16:16:40.813",77143,"ДТПL054-00.320/2,5",null,"Преобразователь термоэлектрический ДТПL054-00.320/2,5",2035,2442,"4",1,9025900008,24]
["2023-06-07T16:16:40.813",16168,"ДТПL054-00.320/3",null,"Преобразователь термоэлектрический ДТПL054-00.320/3",2185,2622,"По запросу",1,9025900008,24]
["2023-06-07T16:16:40.813",9398,"ДТПL054-00.320/5",null,"Преобразователь термоэлектрический ДТПL054-00.320/5",2785,3342,"4",375,9025900008,24]
["2023-06-07T16:16:40.813",37196,"ДТПL054-00.320/6",null,"Преобразователь термоэлектрический ДТПL054-00.320/6",3085,3702,"По запросу",1,9025900008,24]
["2023-06-07T16:16:40.813",35166,"ДТПL054-00.400/0,2",null,"Преобразователь термоэлектрический ДТПL054-00.400/0,2",1285,1542,"4",966,9025900008,24]
["2023-06-07T16:16:40.813",20083,"ДТПL054-00.400/1",null,"Преобразователь термоэлектрический ДТПL054-00.400/1",1585,1902,"4",966,9025900008,24]
["2023-06-07T16:16:40.813",31096,"ДТПL054-00.400/2",null,"Преобразователь термоэлектрический ДТПL054-00.400/2",1885,2262,"По запросу",1,9025900008,24]
["2023-06-07T16:16:40.813",9611,"ДТПL054-00.400/8",null,"Преобразователь термоэлектрический ДТПL054-00.400/8",3685,4422,"По запросу",1,9025900008,24]
["2023-06-07T16:16:40.813",62396,"ДТПL054-00.400/8,5",null,"Преобразователь термоэлектрический ДТПL054-00.400/8,5",3835,4602,"По запросу",1,9025900008,24]
["2023-06-07T16:16:40.813",44712,"ДТПL054-00.450/1",null,"Преобразователь термоэлектрический ДТПL054-00.450/1",1585,1902,"По запросу",1,9025900008,24]
["2023-06-07T16:16:40.813",59718,"ДТПL054-00.50/1",null,"Преобразователь термоэлектрический ДТПL054-00.50/1",1215,1458,"4",1,9025900008,24]
["2023-06-07T16:16:40.813",15155,"ДТПL054-00.50/1,5",null,"Преобразователь термоэлектрический ДТПL054-00.50/1,5",1365,1638,"4",966,9025900008,24]
["2023-06-07T16:16:40.813",55336,"ДТПL054-00.50/1.G3/4",null,"Преобразователь термоэлектрический ДТПL054-00.50/1.G3/4",1353,1623.6,"По запросу",1,9025900008,24]
["2023-06-07T16:16:40.813",99690,"ДТПL054-00.50/20",null,"Преобразователь термоэлектрический ДТПL054-00.50/20",6915,8298,"4",100,9025900008,24]
["2023-06-07T16:16:40.813",15156,"ДТПL054-00.50/3",null,"Преобразователь термоэлектрический ДТПL054-00.50/3",1815,2178,"4",651,9025900008,24]
["2023-06-07T16:16:40.813",35657,"ДТПL054-00.50/5.G1/4",null,"Преобразователь термоэлектрический ДТПL054-00.50/5.G1/4",2553,3063.6,"По запросу",1,9025900008,24]
["2023-06-07T16:16:40.813",92139,"ДТПL054-00.500/0,2",null,"Преобразователь термоэлектрический ДТПL054-00.500/0,2",1285,1542,"По запросу",1,9025900008,24]
["2023-06-07T16:16:40.813",42433,"ДТПL054-00.500/1",null,"Преобразователь термоэлектрический ДТПL054-00.500/1",1585,1902,"По запросу",1,9025900008,24]
["2023-06-07T16:16:40.813",10688,"ДТПL054-00.500/1,5",null,"Преобразователь термоэлектрический ДТПL054-00.500/1,5",1735,2082,"По запросу",1,9025900008,24]
["2023-06-07T16:16:40.813",76190,"ДТПL054-00.500/2",null,"Преобразователь термоэлектрический ДТПL054-00.500/2",1885,2262,"4",1,9025900008,24]
["2023-06-07T16:16:40.813",62661,"ДТПL054-00.500/5",null,"Преобразователь термоэлектрический ДТПL054-00.500/5",2785,3342,"По запросу",1,9025900008,24]
["2023-06-07T16:16:40.813",17729,"ДТПL054-00.500/6",null,"Преобразователь термоэлектрический ДТПL054-00.500/6",3085,3702,"По запросу",1,9025900008,24]
["2023-06-07T16:16:40.813",7354,"ДТПL054-00.60/0,2",null,"Преобразователь термоэлектрический ДТПL054-00.60/0,2",915,1098,"4",966,9025900008,24]
["2023-06-07T16:16:40.813",63004,"ДТПL054-00.60/0,3",null,"Преобразователь термоэлектрический ДТПL054-00.60/0,3",1005,1206,"По запросу",1,9025900008,24]
["2023-06-07T16:16:40.813",11025,"ДТПL054-00.60/0,5",null,"Преобразователь термоэлектрический ДТПL054-00.60/0,5",1065,1278,"4",966,9025900008,24]
["2023-06-07T16:16:40.813",55080,"ДТПL054-00.60/0,6",null,"Преобразователь термоэлектрический ДТПL054-00.60/0,6",1095,1314,"4",966,9025900008,24]
["2023-06-07T16:16:40.813",85902,"ДТПL054-00.60/0,8",null,"Преобразователь термоэлектрический ДТПL054-00.60/0,8",1155,1386,"4",966,9025900008,24]
["2023-06-07T16:16:40.813",7203,"ДТПL054-00.60/1",null,"Преобразователь термоэлектрический ДТПL054-00.60/1",1215,1458,"4",966,9025900008,24]
["2023-06-07T16:16:40.813",132176,"ДТПL054-00.60/1,2",null,"Преобразователь термоэлектрический ДТПL054-00.60/1,2",1275,1530,"4",966,9025900008,24]
["2023-06-07T16:16:40.813",7171,"ДТПL054-00.60/1,5",null,"Преобразователь термоэлектрический ДТПL054-00.60/1,5",1365,1638,"4",966,9025900008,24]
["2023-06-07T16:16:40.813",106996,"ДТПL054-00.60/1,5.М12Х1,75",null,"Преобразователь термоэлектрический ДТПL054-00.60/1,5.М12Х1,75",1503,1803.6,"4",966,9025900008,24]
["2023-06-07T16:16:40.813",10815,"ДТПL054-00.60/1,6",null,"Преобразователь термоэлектрический ДТПL054-00.60/1,6",1395,1674,"По запросу",1,9025900008,24]
["2023-06-07T16:16:40.813",58491,"ДТПL054-00.60/1.G1/2",null,"Преобразователь термоэлектрический ДТПL054-00.60/1.G1/2",1353,1623.6,"По запросу",1,9025900008,24]
["2023-06-07T16:16:40.813",8800,"ДТПL054-00.60/10",null,"Преобразователь термоэлектрический ДТПL054-00.60/10",3915,4698,"4",198,9025900008,24]
["2023-06-07T16:16:40.813",20632,"ДТПL054-00.60/12",null,"Преобразователь термоэлектрический ДТПL054-00.60/12",4515,5418,"По запросу",1,9025900008,24]
["2023-06-07T16:16:40.813",32060,"ДТПL054-00.60/15",null,"Преобразователь термоэлектрический ДТПL054-00.60/15",5415,6498,"4",133,9025900008,24]
["2023-06-07T16:16:40.813",7355,"ДТПL054-00.60/2",null,"Преобразователь термоэлектрический ДТПL054-00.60/2",1515,1818,"4",962,9025900008,24]
["2023-06-07T16:16:40.813",7598,"ДТПL054-00.60/2,5",null,"Преобразователь термоэлектрический ДТПL054-00.60/2,5",1665,1998,"4",775,9025900008,24]
["2023-06-07T16:16:40.813",47625,"ДТПL054-00.60/2.G1/2",null,"Преобразователь термоэлектрический ДТПL054-00.60/2.G1/2",1653,1983.6,"4",962,9025900008,24]
["2023-06-07T16:16:40.813",9763,"ДТПL054-00.60/20",null,"Преобразователь термоэлектрический ДТПL054-00.60/20",6915,8298,"По запросу",1,9025900008,24]
["2023-06-07T16:16:40.813",7295,"ДТПL054-00.60/3",null,"Преобразователь термоэлектрический ДТПL054-00.60/3",1815,2178,"4",649,9025900008,24]
["2023-06-07T16:16:40.813",8619,"ДТПL054-00.60/3,5",null,"Преобразователь термоэлектрический ДТПL054-00.60/3,5",1965,2358,"По запросу",1,9025900008,24]
["2023-06-07T16:16:40.813",81360,"ДТПL054-00.60/3.М20Х1,5",null,"Преобразователь термоэлектрический ДТПL054-00.60/3.М20Х1,5",1953,2343.6,"По запросу",1,9025900008,24]
["2023-06-07T16:16:40.813",20365,"ДТПL054-00.60/4",null,"Преобразователь термоэлектрический ДТПL054-00.60/4",2115,2538,"4",490,9025900008,24]
["2023-06-07T16:16:40.813",62391,"ДТПL054-00.60/4,5",null,"Преобразователь термоэлектрический ДТПL054-00.60/4,5",2265,2718,"По запросу",1,9025900008,24]
["2023-06-07T16:16:40.813",7904,"ДТПL054-00.60/5",null,"Преобразователь термоэлектрический ДТПL054-00.60/5",2415,2898,"4",394,9025900008,24]
["2023-06-07T16:16:40.813",15754,"ДТПL054-00.60/6",null,"Преобразователь термоэлектрический ДТПL054-00.60/6",2715,3258,"По запросу",1,9025900008,24]
["2023-06-07T16:16:40.813",40871,"ДТПL054-00.60/6.G1/2",null,"Преобразователь термоэлектрический ДТПL054-00.60/6.G1/2",2853,3423.6,"4",329,9025900008,24]
["2023-06-07T16:16:40.813",133801,"ДТПL054-00.60/7",null,"Преобразователь термоэлектрический ДТПL054-00.60/7",3015,3618,"4",282,9025900008,24]
["2023-06-07T16:16:40.813",62397,"ДТПL054-00.60/7,7",null,"Преобразователь термоэлектрический ДТПL054-00.60/7,7",3225,3870,"4",257,9025900008,24]
["2023-06-07T16:16:40.813",38683,"ДТПL054-00.60/8",null,"Преобразователь термоэлектрический ДТПL054-00.60/8",3315,3978,"4",248,9025900008,24]
["2023-06-07T16:16:40.813",62395,"ДТПL054-00.60/8,2",null,"Преобразователь термоэлектрический ДТПL054-00.60/8,2",3375,4050,"По запросу",1,9025900008,24]
["2023-06-07T16:16:40.813",64168,"ДТПL054-00.60/9",null,"Преобразователь термоэлектрический ДТПL054-00.60/9",3615,4338,"4",220,9025900008,24]
["2023-06-07T16:16:40.813",9244,"ДТПL054-00.80/0,2",null,"Преобразователь термоэлектрический ДТПL054-00.80/0,2",915,1098,"4",966,9025900008,24]
["2023-06-07T16:16:40.813",55359,"ДТПL054-00.80/0,2.G1/2",null,"Преобразователь термоэлектрический ДТПL054-00.80/0,2.G1/2",1053,1263.5999999999999,"По запросу",1,9025900008,24]
["2023-06-07T16:16:40.813",92308,"ДТПL054-00.80/0,2.G3/4",null,"Преобразователь термоэлектрический ДТПL054-00.80/0,2.G3/4",1053,1263.5999999999999,"4",966,9025900008,24]
["2023-06-07T16:16:40.813",17242,"ДТПL054-00.80/0,5",null,"Преобразователь термоэлектрический ДТПL054-00.80/0,5",1065,1278,"4",966,9025900008,24]
["2023-06-07T16:16:40.813",9903,"ДТПL054-00.80/1",null,"Преобразователь термоэлектрический ДТПL054-00.80/1",1215,1458,"4",966,9025900008,24]
["2023-06-07T16:16:40.813",8415,"ДТПL054-00.80/1,5",null,"Преобразователь термоэлектрический ДТПL054-00.80/1,5",1365,1638,"4",966,9025900008,24]
["2023-06-07T16:16:40.813",63345,"ДТПL054-00.80/1.G3/4",null,"Преобразователь термоэлектрический ДТПL054-00.80/1.G3/4",1353,1623.6,"По запросу",1,9025900008,24]
["2023-06-07T16:16:40.813",19763,"ДТПL054-00.80/10",null,"Преобразователь термоэлектрический ДТПL054-00.80/10",3915,4698,"4",198,9025900008,24]
["2023-06-07T16:16:40.813",15781,"ДТПL054-00.80/10.М20/1,5",null,"Преобразователь термоэлектрический ДТПL054-00.80/10.М20/1,5",4053,4863.6000000000004,"По запросу",1,9025900008,24]
["2023-06-07T16:16:40.813",53468,"ДТПL054-00.80/12",null,"Преобразователь термоэлектрический ДТПL054-00.80/12",4515,5418,"По запросу",1,9025900008,24]
["2023-06-07T16:16:40.813",19764,"ДТПL054-00.80/13",null,"Преобразователь термоэлектрический ДТПL054-00.80/13",4815,5778,"По запросу",1,9025900008,24]
["2023-06-07T16:16:40.813",18655,"ДТПL054-00.80/15",null,"Преобразователь термоэлектрический ДТПL054-00.80/15",5415,6498,"4",132,9025900008,24]
["2023-06-07T16:16:40.813",8188,"ДТПL054-00.80/2",null,"Преобразователь термоэлектрический ДТПL054-00.80/2",1515,1818,"4",952,9025900008,24]
["2023-06-07T16:16:40.813",7812,"ДТПL054-00.80/2,5",null,"Преобразователь термоэлектрический ДТПL054-00.80/2,5",1665,1998,"По запросу",1,9025900008,24]
["2023-06-07T16:16:40.813",63347,"ДТПL054-00.80/2.G3/4",null,"Преобразователь термоэлектрический ДТПL054-00.80/2.G3/4",1653,1983.6,"4",952,9025900008,24]
["2023-06-07T16:16:40.813",57062,"ДТПL054-00.80/20",null,"Преобразователь термоэлектрический ДТПL054-00.80/20",6915,8298,"4",100,9025900008,24]
["2023-06-07T16:16:40.813",7574,"ДТПL054-00.80/3",null,"Преобразователь термоэлектрический ДТПL054-00.80/3",1815,2178,"4",645,9025900008,24]
["2023-06-07T16:16:40.813",16752,"ДТПL054-00.80/4",null,"Преобразователь термоэлектрический ДТПL054-00.80/4",2115,2538,"4",488,9025900008,24]
["2023-06-07T16:16:40.813",21825,"ДТПL054-00.80/4,5",null,"Преобразователь термоэлектрический ДТПL054-00.80/4,5",2265,2718,"По запросу",1,9025900008,24]
["2023-06-07T16:16:40.813",7604,"ДТПL054-00.80/5",null,"Преобразователь термоэлектрический ДТПL054-00.80/5",2415,2898,"4",392,9025900008,24]
["2023-06-07T16:16:40.813",17477,"ДТПL054-00.80/6",null,"Преобразователь термоэлектрический ДТПL054-00.80/6",2715,3258,"4",328,9025900008,24]
["2023-06-07T16:16:40.813",21827,"ДТПL054-00.80/6,5",null,"Преобразователь термоэлектрический ДТПL054-00.80/6,5",2865,3438,"По запросу",1,9025900008,24]
["2023-06-07T16:16:40.813",59574,"ДТПL054-00.80/7",null,"Преобразователь термоэлектрический ДТПL054-00.80/7",3015,3618,"По запросу",1,9025900008,24]
["2023-06-07T16:16:40.813",62394,"ДТПL054-00.80/7,5",null,"Преобразователь термоэлектрический ДТПL054-00.80/7,5",3165,3798,"4",263,9025900008,24]
["2023-06-07T16:16:40.813",63622,"ДТПL054-00.80/7,7",null,"Преобразователь термоэлектрический ДТПL054-00.80/7,7",3225,3870,"По запросу",1,9025900008,24]
["2023-06-07T16:16:40.813",53467,"ДТПL054-00.80/8",null,"Преобразователь термоэлектрический ДТПL054-00.80/8",3315,3978,"По запросу",1,9025900008,24]
["2023-06-07T16:16:40.813",98111,"ДТПL054-00.90/1,5",null,"Преобразователь термоэлектрический ДТПL054-00.90/1,5",1365,1638,"4",966,9025900008,24]
["2023-06-07T16:16:40.813",62745,"ДТПL054-00.90/7",null,"Преобразователь термоэлектрический ДТПL054-00.90/7",3015,3618,"4",220,9025900008,24]
["2023-06-07T16:16:40.813",87167,"ДТПL054-01.100/1,5",null,"Преобразователь термоэлектрический ДТПL054-01.100/1,5",1440,1728,"4",41,9025900008,24]
["2023-06-07T16:16:40.813",11706,"ДТПL054-01.100/2",null,"Преобразователь термоэлектрический ДТПL054-01.100/2",1615,1938,"По запросу",1,9025900008,24]
["2023-06-07T16:16:40.813",48005,"ДТПL054-01.120/0,2",null,"Преобразователь термоэлектрический ДТПL054-01.120/0,2",915,1098,"По запросу",1,9025900008,24]
["2023-06-07T16:16:40.813",44340,"ДТПL054-01.120/0,3",null,"Преобразователь термоэлектрический ДТПL054-01.120/0,3",1020,1224,"По запросу",1,9025900008,24]
["2023-06-07T16:16:40.813",31765,"ДТПL054-01.120/0,5",null,"Преобразователь термоэлектрический ДТПL054-01.120/0,5",1090,1308,"По запросу",1,9025900008,24]
["2023-06-07T16:16:40.813",42717,"ДТПL054-01.120/1",null,"Преобразователь термоэлектрический ДТПL054-01.120/1",1265,1518,"По запросу",1,9025900008,24]
["2023-06-07T16:16:40.813",7749,"ДТПL054-01.120/1,5",null,"Преобразователь термоэлектрический ДТПL054-01.120/1,5",1440,1728,"По запросу",1,9025900008,24]
["2023-06-07T16:16:40.813",7324,"ДТПL054-01.140/3",null,"Преобразователь термоэлектрический ДТПL054-01.140/3",1965,2358,"По запросу",1,9025900008,24]
["2023-06-07T16:16:40.813",15024,"ДТПL054-01.160/1",null,"Преобразователь термоэлектрический ДТПL054-01.160/1",1265,1518,"4",41,9025900008,24]
["2023-06-07T16:16:40.813",8477,"ДТПL054-01.160/1,5",null,"Преобразователь термоэлектрический ДТПL054-01.160/1,5",1440,1728,"4",41,9025900008,24]
["2023-06-07T16:16:40.813",74596,"ДТПL054-01.160/1,7",null,"Преобразователь термоэлектрический ДТПL054-01.160/1,7",1510,1812,"4",1,9025900008,24]
["2023-06-07T16:16:40.813",9843,"ДТПL054-01.160/2",null,"Преобразователь термоэлектрический ДТПL054-01.160/2",1615,1938,"По запросу",1,9025900008,24]
["2023-06-07T16:16:40.813",8489,"ДТПL054-01.160/3",null,"Преобразователь термоэлектрический ДТПL054-01.160/3",1965,2358,"По запросу",1,9025900008,24]
["2023-06-07T16:16:40.813",21814,"ДТПL054-01.200/1,5",null,"Преобразователь термоэлектрический ДТПL054-01.200/1,5",1440,1728,"По запросу",1,9025900008,24]
["2023-06-07T16:16:40.813",51032,"ДТПL054-01.200/10",null,"Преобразователь термоэлектрический ДТПL054-01.200/10",4415,5298,"По запросу",1,9025900008,24]
["2023-06-07T16:16:40.813",66956,"ДТПL054-01.200/2",null,"Преобразователь термоэлектрический ДТПL054-01.200/2",1615,1938,"По запросу",1,9025900008,24]
["2023-06-07T16:16:40.813",7357,"ДТПL054-01.200/5",null,"Преобразователь термоэлектрический ДТПL054-01.200/5",2665,3198,"По запросу",1,9025900008,24]
["2023-06-07T16:16:40.813",21003,"ДТПL054-01.250/2",null,"Преобразователь термоэлектрический ДТПL054-01.250/2",1985,2382,"По запросу",1,9025900008,24]
["2023-06-07T16:16:40.813",15800,"ДТПL054-01.250/2,5",null,"Преобразователь термоэлектрический ДТПL054-01.250/2,5",2160,2592,"По запросу",1,9025900008,24]
["2023-06-07T16:16:40.813",21123,"ДТПL054-01.250/3",null,"Преобразователь термоэлектрический ДТПL054-01.250/3",2335,2802,"По запросу",1,9025900008,24]
["2023-06-07T16:16:40.813",15445,"ДТПL054-01.250/5",null,"Преобразователь термоэлектрический ДТПL054-01.250/5",3035,3642,"По запросу",1,9025900008,24]
["2023-06-07T16:16:40.813",21065,"ДТПL054-01.300/1",null,"Преобразователь термоэлектрический ДТПL054-01.300/1",1635,1962,"По запросу",1,9025900008,24]
["2023-06-07T16:16:40.813",18733,"ДТПL054-01.320/1,5",null,"Преобразователь термоэлектрический ДТПL054-01.320/1,5",1810,2172,"По запросу",1,9025900008,24]
["2023-06-07T16:16:40.813",19545,"ДТПL054-01.320/10",null,"Преобразователь термоэлектрический ДТПL054-01.320/10",4785,5742,"4",41,9025900008,24]
["2023-06-07T16:16:40.813",9657,"ДТПL054-01.400/20",null,"Преобразователь термоэлектрический ДТПL054-01.400/20",8285,9942,"По запросу",1,9025900008,24]
["2023-06-07T16:16:40.813",9679,"ДТПL054-01.400/5",null,"Преобразователь термоэлектрический ДТПL054-01.400/5",3035,3642,"По запросу",1,9025900008,24]
["2023-06-07T16:16:40.813",11512,"ДТПL054-01.500/0,2",null,"Преобразователь термоэлектрический ДТПL054-01.500/0,2",1285,1542,"По запросу",1,9025900008,24]
["2023-06-07T16:16:40.813",110548,"ДТПL054-01.500/6",null,"Преобразователь термоэлектрический ДТПL054-01.500/6",3385,4062,"4",41,9025900008,24]
["2023-06-07T16:16:40.813",8654,"ДТПL054-01.60/0,2",null,"Преобразователь термоэлектрический ДТПL054-01.60/0,2",915,1098,"4",41,9025900008,24]
["2023-06-07T16:16:40.813",21955,"ДТПL054-01.60/0,5",null,"Преобразователь термоэлектрический ДТПL054-01.60/0,5",1090,1308,"4",41,9025900008,24]
["2023-06-07T16:16:40.813",43057,"ДТПL054-01.60/1",null,"Преобразователь термоэлектрический ДТПL054-01.60/1",1265,1518,"4",41,9025900008,24]
["2023-06-07T16:16:40.813",7356,"ДТПL054-01.60/1,5",null,"Преобразователь термоэлектрический ДТПL054-01.60/1,5",1440,1728,"По запросу",1,9025900008,24]
["2023-06-07T16:16:40.813",9267,"ДТПL054-01.60/10",null,"Преобразователь термоэлектрический ДТПL054-01.60/10",4415,5298,"По запросу",1,9025900008,24]
["2023-06-07T16:16:40.813",8500,"ДТПL054-01.60/2",null,"Преобразователь термоэлектрический ДТПL054-01.60/2",1615,1938,"По запросу",1,9025900008,24]
["2023-06-07T16:16:40.813",9841,"ДТПL054-01.60/3",null,"Преобразователь термоэлектрический ДТПL054-01.60/3",1965,2358,"По запросу",1,9025900008,24]
["2023-06-07T16:16:40.813",46352,"ДТПL054-01.60/4",null,"Преобразователь термоэлектрический ДТПL054-01.60/4",2315,2778,"По запросу",1,9025900008,24]
["2023-06-07T16:16:40.813",7358,"ДТПL054-01.60/5",null,"Преобразователь термоэлектрический ДТПL054-01.60/5",2665,3198,"По запросу",1,9025900008,24]
["2023-06-07T16:16:40.813",68066,"ДТПL054-01.60/6",null,"Преобразователь термоэлектрический ДТПL054-01.60/6",3015,3618,"По запросу",1,9025900008,24]
["2023-06-07T16:16:40.813",16724,"ДТПL054-01.80/0,2",null,"Преобразователь термоэлектрический ДТПL054-01.80/0,2",915,1098,"4",41,9025900008,24]
["2023-06-07T16:16:40.813",111287,"ДТПL054-01.80/0,5",null,"Преобразователь термоэлектрический ДТПL054-01.80/0,5",1090,1308,"4",41,9025900008,24]
["2023-06-07T16:16:40.813",9516,"ДТПL054-01.80/1,5",null,"Преобразователь термоэлектрический ДТПL054-01.80/1,5",1440,1728,"По запросу",1,9025900008,24]
["2023-06-07T16:16:40.813",56792,"ДТПL054-01.80/10",null,"Преобразователь термоэлектрический ДТПL054-01.80/10",4415,5298,"По запросу",1,9025900008,24]
["2023-06-07T16:16:40.813",9273,"ДТПL054-01.80/2",null,"Преобразователь термоэлектрический ДТПL054-01.80/2",1615,1938,"4",41,9025900008,24]
["2023-06-07T16:16:40.813",8598,"ДТПL054-01.80/3",null,"Преобразователь термоэлектрический ДТПL054-01.80/3",1965,2358,"4",41,9025900008,24]
["2023-06-07T16:16:40.813",74597,"ДТПL054-01.80/4",null,"Преобразователь термоэлектрический ДТПL054-01.80/4",2315,2778,"4",1,9025900008,24]
["2023-06-07T16:16:40.813",9339,"ДТПL054-01.80/5",null,"Преобразователь термоэлектрический ДТПL054-01.80/5",2665,3198,"По запросу",1,9025900008,24]
["2023-06-07T16:16:40.813",31802,"ДТПL054-10.100/4",null,"Преобразователь термоэлектрический ДТПL054-10.100/4",2115,2538,"По запросу",1,9025900008,24]
["2023-06-07T16:16:40.813",82732,"ДТПL054-10.100/6",null,"Преобразователь термоэлектрический ДТПL054-10.100/6",2715,3258,"4",327,9025900008,24]
["2023-06-07T16:16:40.813",21220,"ДТПL054-10.120/0,2",null,"Преобразователь термоэлектрический ДТПL054-10.120/0,2",915,1098,"4",1000,9025900008,24]
["2023-06-07T16:16:40.813",9467,"ДТПL054-10.120/0,5",null,"Преобразователь термоэлектрический ДТПL054-10.120/0,5",1065,1278,"4",1000,9025900008,24]
["2023-06-07T16:16:40.813",44922,"ДТПL054-10.120/2",null,"Преобразователь термоэлектрический ДТПL054-10.120/2",1515,1818,"По запросу",1,9025900008,24]
["2023-06-07T16:16:40.813",9814,"ДТПL054-10.120/3",null,"Преобразователь термоэлектрический ДТПL054-10.120/3",1815,2178,"По запросу",1,9025900008,24]
["2023-06-07T16:16:40.813",46109,"ДТПL054-10.120/6",null,"Преобразователь термоэлектрический ДТПL054-10.120/6",2715,3258,"По запросу",1,9025900008,24]
["2023-06-07T16:16:40.813",15059,"ДТПL054-10.160/20",null,"Преобразователь термоэлектрический ДТПL054-10.160/20",6915,8298,"По запросу",1,9025900008,24]
["2023-06-07T16:16:40.813",59141,"ДТПL054-10.160/5",null,"Преобразователь термоэлектрический ДТПL054-10.160/5",2415,2898,"4",386,9025900008,24]
["2023-06-07T16:16:40.813",9173,"ДТПL054-10.200/1,5",null,"Преобразователь термоэлектрический ДТПL054-10.200/1,5",1365,1638,"По запросу",1,9025900008,24]
["2023-06-07T16:16:40.813",20715,"ДТПL054-10.200/2",null,"Преобразователь термоэлектрический ДТПL054-10.200/2",1515,1818,"По запросу",1,9025900008,24]
["2023-06-07T16:16:40.813",43647,"ДТПL054-10.200/20",null,"Преобразователь термоэлектрический ДТПL054-10.200/20",6915,8298,"По запросу",1,9025900008,24]
["2023-06-07T16:16:40.813",40003,"ДТПL054-10.250/1",null,"Преобразователь термоэлектрический ДТПL054-10.250/1",1585,1902,"По запросу",1,9025900008,24]
["2023-06-07T16:16:40.813",82949,"ДТПL054-10.250/2",null,"Преобразователь термоэлектрический ДТПL054-10.250/2",1885,2262,"По запросу",1,9025900008,24]
["2023-06-07T16:16:40.813",119097,"ДТПL054-10.280/10",null,"Преобразователь термоэлектрический ДТПL054-10.280/10",4285,5142,"4",194,9025900008,24]
["2023-06-07T16:16:40.813",38091,"ДТПL054-10.320/15",null,"Преобразователь термоэлектрический ДТПL054-10.320/15",5785,6942,"По запросу",1,9025900008,24]
["2023-06-07T16:16:40.813",31831,"ДТПL054-10.320/5",null,"Преобразователь термоэлектрический ДТПL054-10.320/5",2785,3342,"По запросу",1,9025900008,24]
["2023-06-07T16:16:40.813",92084,"ДТПL054-10.500/0,2",null,"Преобразователь термоэлектрический ДТПL054-10.500/0,2",1285,1542,"По запросу",1,9025900008,24]
["2023-06-07T16:16:40.813",40125,"ДТПL054-10.500/10",null,"Преобразователь термоэлектрический ДТПL054-10.500/10",4285,5142,"По запросу",1,9025900008,24]
["2023-06-07T16:16:40.813",117036,"ДТПL054-10.500/5.G1/2",null,"Преобразователь термоэлектрический ДТПL054-10.500/5.G1/2",2978,3573.6,"4",362,9025900008,24]
["2023-06-07T16:16:40.813",45589,"ДТПL054-10.60/0,2",null,"Преобразователь термоэлектрический ДТПL054-10.60/0,2",915,1098,"4",1000,9025900008,24]
["2023-06-07T16:16:40.813",9174,"ДТПL054-10.60/1,5",null,"Преобразователь термоэлектрический ДТПL054-10.60/1,5",1365,1638,"4",1000,9025900008,24]
["2023-06-07T16:16:40.813",16919,"ДТПL054-10.60/10",null,"Преобразователь термоэлектрический ДТПL054-10.60/10",3915,4698,"По запросу",1,9025900008,24]
["2023-06-07T16:16:40.813",124878,"ДТПL054-10.60/12",null,"Преобразователь термоэлектрический ДТПL054-10.60/12",4515,5418,"По запросу",1,9025900008,24]
["2023-06-07T16:16:40.813",16457,"ДТПL054-10.60/2",null,"Преобразователь термоэлектрический ДТПL054-10.60/2",1515,1818,"4",962,9025900008,24]
["2023-06-07T16:16:40.813",97573,"ДТПL054-10.60/2.G1/2",null,"Преобразователь термоэлектрический ДТПL054-10.60/2.G1/2",1653,1983.6,"4",962,9025900008,24]
["2023-06-07T16:16:40.813",107906,"ДТПL054-10.60/3",null,"Преобразователь термоэлектрический ДТПL054-10.60/3",1815,2178,"4",649,9025900008,24]
["2023-06-07T16:16:40.813",59140,"ДТПL054-10.60/5",null,"Преобразователь термоэлектрический ДТПL054-10.60/5",2415,2898,"4",394,9025900008,24]
["2023-06-07T16:16:40.813",96343,"ДТПL054-10.80/0,2",null,"Преобразователь термоэлектрический ДТПL054-10.80/0,2",915,1098,"4",1000,9025900008,24]
["2023-06-07T16:16:40.813",30863,"ДТПL054-10.80/2",null,"Преобразователь термоэлектрический ДТПL054-10.80/2",1515,1818,"По запросу",1,9025900008,24]
["2023-06-07T16:16:40.813",16693,"ДТПL054-11.100/2",null,"Преобразователь термоэлектрический ДТПL054-11.100/2",1615,1938,"По запросу",1,9025900008,24]
["2023-06-07T16:16:40.813",52421,"ДТПL054-11.250/1",null,"Преобразователь термоэлектрический ДТПL054-11.250/1",1635,1962,"По запросу",1,9025900008,24]
["2023-06-07T16:16:40.813",10048,"ДТПL054-11.320/5",null,"Преобразователь термоэлектрический ДТПL054-11.320/5",3035,3642,"По запросу",1,9025900008,24]
["2023-06-07T16:16:40.813",52420,"ДТПL054-11.60/1",null,"Преобразователь термоэлектрический ДТПL054-11.60/1",1265,1518,"4",521,9025900008,24]
["2023-06-07T16:16:40.813",56630,"ДТПL054-11.60/5",null,"Преобразователь термоэлектрический ДТПL054-11.60/5",2665,3198,"4",111,9025900008,24]
["2023-06-07T16:16:40.813",9653,"ДТПL054-11.60/8",null,"Преобразователь термоэлектрический ДТПL054-11.60/8",3715,4458,"По запросу",1,9025900008,24]
["2023-06-07T16:16:40.813",18725,"ДТПL054Э-00.120/5.М20Х1,5",null,"Преобразователь термоэлектрический ДТПL054Э-00.120/5.М20Х1,5",2553,3063.6,"По запросу",1,9025900008,24]
["2023-06-07T16:16:40.813",66087,"ДТПL054ЭD4-00.42/1,5",null,"Преобразователь термоэлектрический ДТПL054ЭD4-00.42/1,5",1365,1638,"По запросу",1,9025900008,24]
["2023-06-07T16:16:40.813",40416,"ДТПL055-0100.100",null,"Преобразователь термоэлектрический ДТПL055-0100.100",1315,1578,"4",280,9025900008,24]
["2023-06-07T16:16:40.813",131221,"ДТПL055-0100.100.ЕХI-Т3",null,"Преобразователь термоэлектрический ДТПL055-0100.100.ЕХI-Т3",2630,3156,"4",280,9025900008,24]
["2023-06-07T16:16:40.813",20154,"ДТПL055-0100.120",null,"Преобразователь термоэлектрический ДТПL055-0100.120",1315,1578,"4",280,9025900008,24]
["2023-06-07T16:16:40.813",37127,"ДТПL055-0100.1250",null,"Преобразователь термоэлектрический ДТПL055-0100.1250",2240,2688,"По запросу",1,9025900008,24]
["2023-06-07T16:16:40.813",49645,"ДТПL055-0100.150",null,"Преобразователь термоэлектрический ДТПL055-0100.150",1315,1578,"По запросу",1,9025900008,24]
["2023-06-07T16:16:40.813",11477,"ДТПL055-0100.160",null,"Преобразователь термоэлектрический ДТПL055-0100.160",1315,1578,"4",280,9025900008,24]
["2023-06-07T16:16:40.813",15449,"ДТПL055-0100.200",null,"Преобразователь термоэлектрический ДТПL055-0100.200",1315,1578,"По запросу",1,9025900008,24]
["2023-06-07T16:16:40.813",11889,"ДТПL055-0100.250",null,"Преобразователь термоэлектрический ДТПL055-0100.250",1490,1788,"4",280,9025900008,24]
["2023-06-07T16:16:40.813",131222,"ДТПL055-0100.250.ЕХI-Т3",null,"Преобразователь термоэлектрический ДТПL055-0100.250.ЕХI-Т3",2980,3576,"4",280,9025900008,24]
["2023-06-07T16:16:40.813",18047,"ДТПL055-0100.320",null,"Преобразователь термоэлектрический ДТПL055-0100.320",1490,1788,"4",280,9025900008,24]
["2023-06-07T16:16:40.813",20231,"ДТПL055-0100.400",null,"Преобразователь термоэлектрический ДТПL055-0100.400",1490,1788,"4",280,9025900008,24]
["2023-06-07T16:16:40.813",136423,"ДТПL055-0100.400.G1/2",null,"Преобразователь термоэлектрический ДТПL055-0100.400.G1/2",1714,2056.8000000000002,"4",280,9025900008,24]
["2023-06-07T16:16:40.813",11646,"ДТПL055-0100.500",null,"Преобразователь термоэлектрический ДТПL055-0100.500",1490,1788,"4",280,9025900008,24]
["2023-06-07T16:16:40.813",11648,"ДТПL055-0100.630",null,"Преобразователь термоэлектрический ДТПL055-0100.630",1815,2178,"4",280,9025900008,24]
["2023-06-07T16:16:40.813",131370,"ДТПL055-0100.80",null,"Преобразователь термоэлектрический ДТПL055-0100.80",1315,1578,"4",280,9025900008,24]
["2023-06-07T16:16:40.813",11647,"ДТПL055-0100.800",null,"Преобразователь термоэлектрический ДТПL055-0100.800",1815,2178,"4",280,9025900008,24]
["2023-06-07T16:16:40.813",38891,"ДТПL055-0110.1000",null,"Преобразователь термоэлектрический ДТПL055-0110.1000",3630,4356,"По запросу",1,9025900008,24]
["2023-06-07T16:16:40.813",44851,"ДТПL055-0110.120",null,"Преобразователь термоэлектрический ДТПL055-0110.120",2465,2958,"По запросу",1,9025900008,24]
["2023-06-07T16:16:40.813",38892,"ДТПL055-0110.160",null,"Преобразователь термоэлектрический ДТПL055-0110.160",2465,2958,"По запросу",1,9025900008,24]
["2023-06-07T16:16:40.813",86179,"ДТПL055-0110.1600",null,"Преобразователь термоэлектрический ДТПL055-0110.1600",4415,5298,"По запросу",1,9025900008,24]
["2023-06-07T16:16:40.813",31507,"ДТПL055-0110.200",null,"Преобразователь термоэлектрический ДТПL055-0110.200",2465,2958,"4",264,9025900008,24]
["2023-06-07T16:16:40.813",38893,"ДТПL055-0110.250",null,"Преобразователь термоэлектрический ДТПL055-0110.250",2785,3342,"4",226,9025900008,24]
["2023-06-07T16:16:40.813",37106,"ДТПL055-0110.320",null,"Преобразователь термоэлектрический ДТПL055-0110.320",2785,3342,"По запросу",1,9025900008,24]
["2023-06-07T16:16:40.813",86178,"ДТПL055-0110.400",null,"Преобразователь термоэлектрический ДТПL055-0110.400",2785,3342,"По запросу",1,9025900008,24]
["2023-06-07T16:16:40.813",68978,"ДТПL055-0110.500",null,"Преобразователь термоэлектрический ДТПL055-0110.500",2785,3342,"По запросу",1,9025900008,24]
["2023-06-07T16:16:40.813",30640,"ДТПL055-0110.800",null,"Преобразователь термоэлектрический ДТПL055-0110.800",3120,3744,"4",203,9025900008,24]
["2023-06-07T16:16:40.813",11848,"ДТПL055-0200.1000",null,"Преобразователь термоэлектрический ДТПL055-0200.1000",2690,3228,"По запросу",1,9025900008,24]
["2023-06-07T16:16:40.813",11849,"ДТПL055-0200.120",null,"Преобразователь термоэлектрический ДТПL055-0200.120",1575,1890,"По запросу",1,9025900008,24]
["2023-06-07T16:16:40.813",11850,"ДТПL055-0200.160",null,"Преобразователь термоэлектрический ДТПL055-0200.160",1575,1890,"По запросу",1,9025900008,24]
["2023-06-07T16:16:40.813",11845,"ДТПL055-0200.200",null,"Преобразователь термоэлектрический ДТПL055-0200.200",1575,1890,"По запросу",1,9025900008,24]
["2023-06-07T16:16:40.813",120523,"ДТПL055-0200.2000",null,"Преобразователь термоэлектрический ДТПL055-0200.2000",3855,4626,"4",58,9025900008,24]
["2023-06-07T16:16:40.813",11847,"ДТПL055-0200.320",null,"Преобразователь термоэлектрический ДТПL055-0200.320",1800,2160,"4",266,9025900008,24]
["2023-06-07T16:16:40.813",11858,"ДТПL055-0200.400",null,"Преобразователь термоэлектрический ДТПL055-0200.400",1800,2160,"По запросу",1,9025900008,24]
["2023-06-07T16:16:40.813",104769,"ДТПL055-0210.160",null,"Преобразователь термоэлектрический ДТПL055-0210.160",2970,3564,"4",138,9025900008,24]
["2023-06-07T16:16:40.813",104768,"ДТПL055-0210.500",null,"Преобразователь термоэлектрический ДТПL055-0210.500",3345,4014,"4",60,9025900008,24]
["2023-06-07T16:16:40.813",104767,"ДТПL055-0210.800",null,"Преобразователь термоэлектрический ДТПL055-0210.800",3740,4488,"4",45,9025900008,24]
["2023-06-07T16:16:40.813",41489,"ДТПL055-1110.120",null,"Преобразователь термоэлектрический ДТПL055-1110.120",2465,2958,"По запросу",1,9025900008,24]
["2023-06-07T16:16:40.813",41488,"ДТПL055-1110.250",null,"Преобразователь термоэлектрический ДТПL055-1110.250",2785,3342,"По запросу",1,9025900008,24]
["2023-06-07T16:16:40.813",52044,"ДТПL055-1200.1250",null,"Преобразователь термоэлектрический ДТПL055-1200.1250",2690,3228,"По запросу",1,9025900008,24]
["2023-06-07T16:16:40.813",55434,"ДТПL055Л-0110.120",null,"Преобразователь термоэлектрический ДТПL055Л-0110.120",2465,2958,"4",1,9025900008,24]
["2023-06-07T16:16:40.813",55435,"ДТПL055Л-0110.160",null,"Преобразователь термоэлектрический ДТПL055Л-0110.160",2465,2958,"4",305,9025900008,24]
["2023-06-07T16:16:40.813",55436,"ДТПL055Л-0110.200",null,"Преобразователь термоэлектрический ДТПL055Л-0110.200",2465,2958,"По запросу",1,9025900008,24]
["2023-06-07T16:16:40.813",55437,"ДТПL055Л-0110.250",null,"Преобразователь термоэлектрический ДТПL055Л-0110.250",2785,3342,"По запросу",1,9025900008,24]
["2023-06-07T16:16:40.813",55438,"ДТПL055Л-0110.320",null,"Преобразователь термоэлектрический ДТПL055Л-0110.320",2785,3342,"По запросу",1,9025900008,24]
["2023-06-07T16:16:40.813",55439,"ДТПL055Л-0110.400",null,"Преобразователь термоэлектрический ДТПL055Л-0110.400",2785,3342,"4",158,9025900008,24]
["2023-06-07T16:16:40.813",91700,"ДТПL055Л-0110.800",null,"Преобразователь термоэлектрический ДТПL055Л-0110.800",3120,3744,"По запросу",1,9025900008,24]
["2023-06-07T16:16:40.813",30609,"ДТПL064-00.100/0,2",null,"Преобразователь термоэлектрический ДТПL064-00.100/0,2",915,1098,"4",966,9025900008,24]
["2023-06-07T16:16:40.813",89096,"ДТПL064-00.100/0,2.G1/2",null,"Преобразователь термоэлектрический ДТПL064-00.100/0,2.G1/2",1053,1263.5999999999999,"4",966,9025900008,24]
["2023-06-07T16:16:40.813",92372,"ДТПL064-00.100/0,2К",null,"Преобразователь термоэлектрический ДТПL064-00.100/0,2К",915,1098,"4",1,9025900008,24]
["2023-06-07T16:16:40.813",45417,"ДТПL064-00.100/0,5",null,"Преобразователь термоэлектрический ДТПL064-00.100/0,5",1065,1278,"4",966,9025900008,24]
["2023-06-07T16:16:40.813",47867,"ДТПL064-00.100/0,5К",null,"Преобразователь термоэлектрический ДТПL064-00.100/0,5К",1065,1278,"По запросу",1,9025900008,24]
["2023-06-07T16:16:40.813",41187,"ДТПL064-00.100/1",null,"Преобразователь термоэлектрический ДТПL064-00.100/1",1215,1458,"4",966,9025900008,24]
["2023-06-07T16:16:40.813",11522,"ДТПL064-00.100/1,5",null,"Преобразователь термоэлектрический ДТПL064-00.100/1,5",1365,1638,"4",966,9025900008,24]
["2023-06-07T16:16:40.813",35913,"ДТПL064-00.100/1,5К",null,"Преобразователь термоэлектрический ДТПL064-00.100/1,5К",1365,1638,"4",1,9025900008,24]
["2023-06-07T16:16:40.813",62504,"ДТПL064-00.100/1.G1/2",null,"Преобразователь термоэлектрический ДТПL064-00.100/1.G1/2",1353,1623.6,"По запросу",1,9025900008,24]
["2023-06-07T16:16:40.813",82150,"ДТПL064-00.100/10",null,"Преобразователь термоэлектрический ДТПL064-00.100/10",3915,4698,"По запросу",1,9025900008,24]
["2023-06-07T16:16:40.813",21660,"ДТПL064-00.100/15",null,"Преобразователь термоэлектрический ДТПL064-00.100/15",5415,6498,"По запросу",1,9025900008,24]
["2023-06-07T16:16:40.813",44322,"ДТПL064-00.100/1К",null,"Преобразователь термоэлектрический ДТПL064-00.100/1К",1215,1458,"По запросу",1,9025900008,24]
["2023-06-07T16:16:40.813",10149,"ДТПL064-00.100/2",null,"Преобразователь термоэлектрический ДТПL064-00.100/2",1515,1818,"4",943,9025900008,24]
["2023-06-07T16:16:40.813",56802,"ДТПL064-00.100/2,5",null,"Преобразователь термоэлектрический ДТПL064-00.100/2,5",1665,1998,"По запросу",1,9025900008,24]
["2023-06-07T16:16:40.813",105539,"ДТПL064-00.100/2,5К",null,"Преобразователь термоэлектрический ДТПL064-00.100/2,5К",1665,1998,"4",1,9025900008,24]
["2023-06-07T16:16:40.813",84658,"ДТПL064-00.100/20",null,"Преобразователь термоэлектрический ДТПL064-00.100/20",6915,8298,"По запросу",1,9025900008,24]
["2023-06-07T16:16:40.813",48551,"ДТПL064-00.100/2К",null,"Преобразователь термоэлектрический ДТПL064-00.100/2К",1515,1818,"4",1,9025900008,24]
["2023-06-07T16:16:40.813",64955,"ДТПL064-00.100/3",null,"Преобразователь термоэлектрический ДТПL064-00.100/3",1815,2178,"По запросу",1,9025900008,24]
["2023-06-07T16:16:40.813",71729,"ДТПL064-00.100/3К",null,"Преобразователь термоэлектрический ДТПL064-00.100/3К",1815,2178,"4",1,9025900008,24]
["2023-06-07T16:16:40.813",43553,"ДТПL064-00.100/5",null,"Преобразователь термоэлектрический ДТПL064-00.100/5",2415,2898,"4",391,9025900008,24]
["2023-06-07T16:16:40.813",92371,"ДТПL064-00.100/6К",null,"Преобразователь термоэлектрический ДТПL064-00.100/6К",2715,3258,"4",1,9025900008,24]
["2023-06-07T16:16:40.813",106813,"ДТПL064-00.100/7",null,"Преобразователь термоэлектрический ДТПL064-00.100/7",3015,3618,"4",281,9025900008,24]
["2023-06-07T16:16:40.813",17351,"ДТПL064-00.100/8К",null,"Преобразователь термоэлектрический ДТПL064-00.100/8К",3315,3978,"По запросу",1,9025900008,24]
["2023-06-07T16:16:40.813",79473,"ДТПL064-00.1000/1,5",null,"Преобразователь термоэлектрический ДТПL064-00.1000/1,5",2240,2688,"4",794,9025900008,24]
["2023-06-07T16:16:40.813",102618,"ДТПL064-00.1000/10",null,"Преобразователь термоэлектрический ДТПL064-00.1000/10",4790,5748,"4",181,9025900008,24]
["2023-06-07T16:16:40.813",106350,"ДТПL064-00.1000/2",null,"Преобразователь термоэлектрический ДТПL064-00.1000/2",2390,2868,"По запросу",1,9025900008,24]
["2023-06-07T16:16:40.813",35109,"ДТПL064-00.120/0,2",null,"Преобразователь термоэлектрический ДТПL064-00.120/0,2",915,1098,"4",1,9025900008,24]
["2023-06-07T16:16:40.813",9084,"ДТПL064-00.120/0,5",null,"Преобразователь термоэлектрический ДТПL064-00.120/0,5",1065,1278,"По запросу",1,9025900008,24]
["2023-06-07T16:16:40.813",11267,"ДТПL064-00.120/0,5К",null,"Преобразователь термоэлектрический ДТПL064-00.120/0,5К",1065,1278,"4",1,9025900008,24]
["2023-06-07T16:16:40.813",8437,"ДТПL064-00.120/0,6",null,"Преобразователь термоэлектрический ДТПL064-00.120/0,6",1095,1314,"По запросу",1,9025900008,24]
["2023-06-07T16:16:40.813",56354,"ДТПL064-00.120/0,7",null,"Преобразователь термоэлектрический ДТПL064-00.120/0,7",1125,1350,"По запросу",1,9025900008,24]
["2023-06-07T16:16:40.813",10288,"ДТПL064-00.120/1",null,"Преобразователь термоэлектрический ДТПL064-00.120/1",1215,1458,"4",966,9025900008,24]
["2023-06-07T16:16:40.813",8471,"ДТПL064-00.120/1,5",null,"Преобразователь термоэлектрический ДТПL064-00.120/1,5",1365,1638,"4",966,9025900008,24]
["2023-06-07T16:16:40.813",41562,"ДТПL064-00.120/1,5.G1/2",null,"Преобразователь термоэлектрический ДТПL064-00.120/1,5.G1/2",1503,1803.6,"По запросу",1,9025900008,24]
["2023-06-07T16:16:40.813",36009,"ДТПL064-00.120/1,5К",null,"Преобразователь термоэлектрический ДТПL064-00.120/1,5К",1365,1638,"По запросу",1,9025900008,24]
["2023-06-07T16:16:40.813",67600,"ДТПL064-00.120/10",null,"Преобразователь термоэлектрический ДТПL064-00.120/10",3915,4698,"По запросу",1,9025900008,24]
["2023-06-07T16:16:40.813",20596,"ДТПL064-00.120/11",null,"Преобразователь термоэлектрический ДТПL064-00.120/11",4215,5058,"По запросу",1,9025900008,24]
["2023-06-07T16:16:40.813",36300,"ДТПL064-00.120/12",null,"Преобразователь термоэлектрический ДТПL064-00.120/12",4515,5418,"По запросу",1,9025900008,24]
["2023-06-07T16:16:40.813",21651,"ДТПL064-00.120/15",null,"Преобразователь термоэлектрический ДТПL064-00.120/15",5415,6498,"По запросу",1,9025900008,24]
["2023-06-07T16:16:40.813",20595,"ДТПL064-00.120/16",null,"Преобразователь термоэлектрический ДТПL064-00.120/16",5715,6858,"По запросу",1,9025900008,24]
["2023-06-07T16:16:40.813",42766,"ДТПL064-00.120/1К",null,"Преобразователь термоэлектрический ДТПL064-00.120/1К",1215,1458,"По запросу",1,9025900008,24]
["2023-06-07T16:16:40.813",17752,"ДТПL064-00.120/2",null,"Преобразователь термоэлектрический ДТПL064-00.120/2",1515,1818,"4",935,9025900008,24]
["2023-06-07T16:16:40.813",20330,"ДТПL064-00.120/2,5",null,"Преобразователь термоэлектрический ДТПL064-00.120/2,5",1665,1998,"По запросу",1,9025900008,24]
["2023-06-07T16:16:40.813",36971,"ДТПL064-00.120/2,5К",null,"Преобразователь термоэлектрический ДТПL064-00.120/2,5К",1665,1998,"4",1,9025900008,24]
["2023-06-07T16:16:40.813",8759,"ДТПL064-00.120/20",null,"Преобразователь термоэлектрический ДТПL064-00.120/20",6915,8298,"По запросу",1,9025900008,24]
["2023-06-07T16:16:40.813",42192,"ДТПL064-00.120/20.G1/2",null,"Преобразователь термоэлектрический ДТПL064-00.120/20.G1/2",7053,8463.6,"По запросу",1,9025900008,24]
["2023-06-07T16:16:40.813",37013,"ДТПL064-00.120/2К",null,"Преобразователь термоэлектрический ДТПL064-00.120/2К",1515,1818,"4",1,9025900008,24]
["2023-06-07T16:16:40.813",8405,"ДТПL064-00.120/3",null,"Преобразователь термоэлектрический ДТПL064-00.120/3",1815,2178,"По запросу",1,9025900008,24]
["2023-06-07T16:16:40.813",11479,"ДТПL064-00.120/3,5",null,"Преобразователь термоэлектрический ДТПL064-00.120/3,5",1965,2358,"По запросу",1,9025900008,24]
["2023-06-07T16:16:40.813",37015,"ДТПL064-00.120/3К",null,"Преобразователь термоэлектрический ДТПL064-00.120/3К",1815,2178,"По запросу",1,9025900008,24]
["2023-06-07T16:16:40.813",30390,"ДТПL064-00.120/4",null,"Преобразователь термоэлектрический ДТПL064-00.120/4",2115,2538,"По запросу",1,9025900008,24]
["2023-06-07T16:16:40.813",15092,"ДТПL064-00.120/5",null,"Преобразователь термоэлектрический ДТПL064-00.120/5",2415,2898,"4",389,9025900008,24]
["2023-06-07T16:16:40.813",39523,"ДТПL064-00.120/5К",null,"Преобразователь термоэлектрический ДТПL064-00.120/5К",2415,2898,"По запросу",1,9025900008,24]
["2023-06-07T16:16:40.813",61623,"ДТПL064-00.120/7",null,"Преобразователь термоэлектрический ДТПL064-00.120/7",3015,3618,"По запросу",1,9025900008,24]
["2023-06-07T16:16:40.813",50660,"ДТПL064-00.120/8",null,"Преобразователь термоэлектрический ДТПL064-00.120/8",3315,3978,"По запросу",1,9025900008,24]
["2023-06-07T16:16:40.813",128200,"ДТПL064-00.140/2",null,"Преобразователь термоэлектрический ДТПL064-00.140/2",1515,1818,"4",926,9025900008,24]
["2023-06-07T16:16:40.813",9204,"ДТПL064-00.160/0,2",null,"Преобразователь термоэлектрический ДТПL064-00.160/0,2",915,1098,"4",966,9025900008,24]
["2023-06-07T16:16:40.813",64831,"ДТПL064-00.160/0,5",null,"Преобразователь термоэлектрический ДТПL064-00.160/0,5",1065,1278,"По запросу",1,9025900008,24]
["2023-06-07T16:16:40.813",11605,"ДТПL064-00.160/1",null,"Преобразователь термоэлектрический ДТПL064-00.160/1",1215,1458,"4",966,9025900008,24]
["2023-06-07T16:16:40.813",16011,"ДТПL064-00.160/1,5",null,"Преобразователь термоэлектрический ДТПL064-00.160/1,5",1365,1638,"По запросу",1,9025900008,24]
["2023-06-07T16:16:40.813",64567,"ДТПL064-00.160/1,5.G1/2",null,"Преобразователь термоэлектрический ДТПL064-00.160/1,5.G1/2",1503,1803.6,"По запросу",1,9025900008,24]
["2023-06-07T16:16:40.813",71081,"ДТПL064-00.160/1,5К",null,"Преобразователь термоэлектрический ДТПL064-00.160/1,5К",1365,1638,"4",1,9025900008,24]
["2023-06-07T16:16:40.813",64613,"ДТПL064-00.160/1,5К.G1/2",null,"Преобразователь термоэлектрический ДТПL064-00.160/1,5К.G1/2",1503,1803.6,"По запросу",1,9025900008,24]
["2023-06-07T16:16:40.813",21066,"ДТПL064-00.160/10",null,"Преобразователь термоэлектрический ДТПL064-00.160/10",3915,4698,"По запросу",1,9025900008,24]
["2023-06-07T16:16:40.813",36925,"ДТПL064-00.160/1К",null,"Преобразователь термоэлектрический ДТПL064-00.160/1К",1215,1458,"По запросу",1,9025900008,24]
["2023-06-07T16:16:40.813",9121,"ДТПL064-00.160/2",null,"Преобразователь термоэлектрический ДТПL064-00.160/2",1515,1818,"4",917,9025900008,24]
["2023-06-07T16:16:40.813",57203,"ДТПL064-00.160/20",null,"Преобразователь термоэлектрический ДТПL064-00.160/20",6915,8298,"По запросу",1,9025900008,24]
["2023-06-07T16:16:40.813",19055,"ДТПL064-00.160/2К",null,"Преобразователь термоэлектрический ДТПL064-00.160/2К",1515,1818,"По запросу",1,9025900008,24]
["2023-06-07T16:16:40.813",41384,"ДТПL064-00.160/3",null,"Преобразователь термоэлектрический ДТПL064-00.160/3",1815,2178,"4",629,9025900008,24]
["2023-06-07T16:16:40.813",38202,"ДТПL064-00.160/3К",null,"Преобразователь термоэлектрический ДТПL064-00.160/3К",1815,2178,"4",1,9025900008,24]
["2023-06-07T16:16:40.813",46230,"ДТПL064-00.160/3К.G1/2",null,"Преобразователь термоэлектрический ДТПL064-00.160/3К.G1/2",1953,2343.6,"По запросу",1,9025900008,24]
["2023-06-07T16:16:40.813",61621,"ДТПL064-00.160/5",null,"Преобразователь термоэлектрический ДТПL064-00.160/5",2415,2898,"4",386,9025900008,24]
["2023-06-07T16:16:40.813",61631,"ДТПL064-00.160/7",null,"Преобразователь термоэлектрический ДТПL064-00.160/7",3015,3618,"По запросу",1,9025900008,24]
["2023-06-07T16:16:40.813",61620,"ДТПL064-00.160/8",null,"Преобразователь термоэлектрический ДТПL064-00.160/8",3315,3978,"По запросу",1,9025900008,24]
["2023-06-07T16:16:40.813",44931,"ДТПL064-00.180/1,5К",null,"Преобразователь термоэлектрический ДТПL064-00.180/1,5К",1365,1638,"По запросу",1,9025900008,24]
["2023-06-07T16:16:40.813",39456,"ДТПL064-00.180/10",null,"Преобразователь термоэлектрический ДТПL064-00.180/10",3915,4698,"По запросу",1,9025900008,24]
["2023-06-07T16:16:40.813",127970,"ДТПL064-00.180/2К",null,"Преобразователь термоэлектрический ДТПL064-00.180/2К",1515,1818,"4",1,9025900008,24]
["2023-06-07T16:16:40.813",95973,"ДТПL064-00.180/5",null,"Преобразователь термоэлектрический ДТПL064-00.180/5",2415,2898,"4",385,9025900008,24]
["2023-06-07T16:16:40.813",9666,"ДТПL064-00.200/0,2",null,"Преобразователь термоэлектрический ДТПL064-00.200/0,2",915,1098,"4",966,9025900008,24]
["2023-06-07T16:16:40.813",20131,"ДТПL064-00.200/0,5",null,"Преобразователь термоэлектрический ДТПL064-00.200/0,5",1065,1278,"По запросу",1,9025900008,24]
["2023-06-07T16:16:40.813",15461,"ДТПL064-00.200/1",null,"Преобразователь термоэлектрический ДТПL064-00.200/1",1215,1458,"По запросу",1,9025900008,24]
["2023-06-07T16:16:40.813",8909,"ДТПL064-00.200/1,5",null,"Преобразователь термоэлектрический ДТПL064-00.200/1,5",1365,1638,"4",966,9025900008,24]
["2023-06-07T16:16:40.813",74059,"ДТПL064-00.200/1,5К",null,"Преобразователь термоэлектрический ДТПL064-00.200/1,5К",1365,1638,"4",1,9025900008,24]
["2023-06-07T16:16:40.813",8900,"ДТПL064-00.200/15",null,"Преобразователь термоэлектрический ДТПL064-00.200/15",5415,6498,"По запросу",1,9025900008,24]
["2023-06-07T16:16:40.813",52872,"ДТПL064-00.200/2",null,"Преобразователь термоэлектрический ДТПL064-00.200/2",1515,1818,"По запросу",1,9025900008,24]
["2023-06-07T16:16:40.813",48320,"ДТПL064-00.200/2К",null,"Преобразователь термоэлектрический ДТПL064-00.200/2К",1515,1818,"4",1,9025900008,24]
["2023-06-07T16:16:40.813",50685,"ДТПL064-00.200/3",null,"Преобразователь термоэлектрический ДТПL064-00.200/3",1815,2178,"4",621,9025900008,24]
["2023-06-07T16:16:40.813",43657,"ДТПL064-00.200/3К",null,"Преобразователь термоэлектрический ДТПL064-00.200/3К",1815,2178,"4",1,9025900008,24]
["2023-06-07T16:16:40.813",72161,"ДТПL064-00.200/4К",null,"Преобразователь термоэлектрический ДТПL064-00.200/4К",2115,2538,"4",1,9025900008,24]
["2023-06-07T16:16:40.813",30509,"ДТПL064-00.200/5",null,"Преобразователь термоэлектрический ДТПL064-00.200/5",2415,2898,"4",383,9025900008,24]
["2023-06-07T16:16:40.813",76827,"ДТПL064-00.200/5К",null,"Преобразователь термоэлектрический ДТПL064-00.200/5К",2415,2898,"4",1,9025900008,24]
["2023-06-07T16:16:40.813",67080,"ДТПL064-00.250/0,2",null,"Преобразователь термоэлектрический ДТПL064-00.250/0,2",1285,1542,"4",966,9025900008,24]
["2023-06-07T16:16:40.813",18716,"ДТПL064-00.250/1",null,"Преобразователь термоэлектрический ДТПL064-00.250/1",1585,1902,"По запросу",1,9025900008,24]
["2023-06-07T16:16:40.813",79084,"ДТПL064-00.250/1,5",null,"Преобразователь термоэлектрический ДТПL064-00.250/1,5",1735,2082,"4",966,9025900008,24]
["2023-06-07T16:16:40.813",53279,"ДТПL064-00.250/1,5К",null,"Преобразователь термоэлектрический ДТПL064-00.250/1,5К",1735,2082,"4",1,9025900008,24]
["2023-06-07T16:16:40.813",49802,"ДТПL064-00.250/1.G1/2",null,"Преобразователь термоэлектрический ДТПL064-00.250/1.G1/2",1778,2133.6,"4",1,9025900008,24]
["2023-06-07T16:16:40.813",10023,"ДТПL064-00.250/10",null,"Преобразователь термоэлектрический ДТПL064-00.250/10",4285,5142,"4",195,9025900008,24]
["2023-06-07T16:16:40.813",40784,"ДТПL064-00.250/15",null,"Преобразователь термоэлектрический ДТПL064-00.250/15",5785,6942,"4",131,9025900008,24]
["2023-06-07T16:16:40.813",16084,"ДТПL064-00.250/2",null,"Преобразователь термоэлектрический ДТПL064-00.250/2",1885,2262,"4",881,9025900008,24]
["2023-06-07T16:16:40.813",35352,"ДТПL064-00.250/2,5",null,"Преобразователь термоэлектрический ДТПL064-00.250/2,5",2035,2442,"По запросу",1,9025900008,24]
["2023-06-07T16:16:40.813",69230,"ДТПL064-00.250/2К",null,"Преобразователь термоэлектрический ДТПL064-00.250/2К",1885,2262,"4",1,9025900008,24]
["2023-06-07T16:16:40.813",37973,"ДТПL064-00.250/3К",null,"Преобразователь термоэлектрический ДТПL064-00.250/3К",2185,2622,"4",1,9025900008,24]
["2023-06-07T16:16:40.813",43917,"ДТПL064-00.250/4",null,"Преобразователь термоэлектрический ДТПL064-00.250/4",2485,2982,"По запросу",1,9025900008,24]
["2023-06-07T16:16:40.813",116854,"ДТПL064-00.250/4К",null,"Преобразователь термоэлектрический ДТПL064-00.250/4К",2485,2982,"4",1,9025900008,24]
["2023-06-07T16:16:40.813",76828,"ДТПL064-00.250/5К",null,"Преобразователь термоэлектрический ДТПL064-00.250/5К",2785,3342,"4",1,9025900008,24]
["2023-06-07T16:16:40.813",62135,"ДТПL064-00.320/0,2",null,"Преобразователь термоэлектрический ДТПL064-00.320/0,2",1540,1848,"По запросу",1,9025900008,24]
["2023-06-07T16:16:40.813",90407,"ДТПL064-00.320/0,5",null,"Преобразователь термоэлектрический ДТПL064-00.320/0,5",1435,1722,"4",966,9025900008,24]
["2023-06-07T16:16:40.813",55851,"ДТПL064-00.320/0,5К",null,"Преобразователь термоэлектрический ДТПL064-00.320/0,5К",1435,1722,"По запросу",1,9025900008,24]
["2023-06-07T16:16:40.813",85125,"ДТПL064-00.320/1,5",null,"Преобразователь термоэлектрический ДТПL064-00.320/1,5",1735,2082,"4",966,9025900008,24]
["2023-06-07T16:16:40.813",7359,"ДТПL064-00.320/10",null,"Преобразователь термоэлектрический ДТПL064-00.320/10",4285,5142,"По запросу",1,9025900008,24]
["2023-06-07T16:16:40.813",20026,"ДТПL064-00.320/2",null,"Преобразователь термоэлектрический ДТПL064-00.320/2",1885,2262,"4",855,9025900008,24]
["2023-06-07T16:16:40.813",36747,"ДТПL064-00.320/2,5К",null,"Преобразователь термоэлектрический ДТПL064-00.320/2,5К",2035,2442,"По запросу",1,9025900008,24]
["2023-06-07T16:16:40.813",21332,"ДТПL064-00.320/20",null,"Преобразователь термоэлектрический ДТПL064-00.320/20",7285,8742,"По запросу",1,9025900008,24]
["2023-06-07T16:16:40.813",57618,"ДТПL064-00.320/2К",null,"Преобразователь термоэлектрический ДТПL064-00.320/2К",1885,2262,"4",1,9025900008,24]
["2023-06-07T16:16:40.813",77422,"ДТПL064-00.320/3К",null,"Преобразователь термоэлектрический ДТПL064-00.320/3К",2185,2622,"4",1,9025900008,24]
["2023-06-07T16:16:40.813",50278,"ДТПL064-00.320/5",null,"Преобразователь термоэлектрический ДТПL064-00.320/5",2785,3342,"По запросу",1,9025900008,24]
["2023-06-07T16:16:40.813",17486,"ДТПL064-00.320/5К",null,"Преобразователь термоэлектрический ДТПL064-00.320/5К",2785,3342,"По запросу",1,9025900008,24]
["2023-06-07T16:16:40.813",20169,"ДТПL064-00.320/6",null,"Преобразователь термоэлектрический ДТПL064-00.320/6",3085,3702,"По запросу",1,9025900008,24]
["2023-06-07T16:16:40.813",53198,"ДТПL064-00.320/8",null,"Преобразователь термоэлектрический ДТПL064-00.320/8",3685,4422,"По запросу",1,9025900008,24]
["2023-06-07T16:16:40.813",57397,"ДТПL064-00.360/3",null,"Преобразователь термоэлектрический ДТПL064-00.360/3",2185,2622,"По запросу",1,9025900008,24]
["2023-06-07T16:16:40.813",8663,"ДТПL064-00.400/0,2",null,"Преобразователь термоэлектрический ДТПL064-00.400/0,2",1285,1542,"4",966,9025900008,24]
["2023-06-07T16:16:40.813",90258,"ДТПL064-00.400/0,4",null,"Преобразователь термоэлектрический ДТПL064-00.400/0,4",1405,1686,"4",966,9025900008,24]
["2023-06-07T16:16:40.813",40534,"ДТПL064-00.400/1",null,"Преобразователь термоэлектрический ДТПL064-00.400/1",1585,1902,"По запросу",1,9025900008,24]
["2023-06-07T16:16:40.813",85126,"ДТПL064-00.400/1,5",null,"Преобразователь термоэлектрический ДТПL064-00.400/1,5",1735,2082,"4",966,9025900008,24]
["2023-06-07T16:16:40.813",39787,"ДТПL064-00.400/2",null,"Преобразователь термоэлектрический ДТПL064-00.400/2",1885,2262,"4",826,9025900008,24]
["2023-06-07T16:16:40.813",97711,"ДТПL064-00.400/2К",null,"Преобразователь термоэлектрический ДТПL064-00.400/2К",1885,2262,"4",1,9025900008,24]
["2023-06-07T16:16:40.813",51971,"ДТПL064-00.400/4",null,"Преобразователь термоэлектрический ДТПL064-00.400/4",2485,2982,"По запросу",1,9025900008,24]
["2023-06-07T16:16:40.813",110475,"ДТПL064-00.400/5",null,"Преобразователь термоэлектрический ДТПL064-00.400/5",2785,3342,"4",369,9025900008,24]
["2023-06-07T16:16:40.813",90989,"ДТПL064-00.500/0,5",null,"Преобразователь термоэлектрический ДТПL064-00.500/0,5",1435,1722,"4",966,9025900008,24]
["2023-06-07T16:16:40.813",76804,"ДТПL064-00.500/1,5",null,"Преобразователь термоэлектрический ДТПL064-00.500/1,5",1735,2082,"4",966,9025900008,24]
["2023-06-07T16:16:40.813",49189,"ДТПL064-00.500/10",null,"Преобразователь термоэлектрический ДТПL064-00.500/10",4285,5142,"По запросу",1,9025900008,24]
["2023-06-07T16:16:40.813",8913,"ДТПL064-00.500/15",null,"Преобразователь термоэлектрический ДТПL064-00.500/15",5785,6942,"По запросу",1,9025900008,24]
["2023-06-07T16:16:40.813",16698,"ДТПL064-00.500/16",null,"Преобразователь термоэлектрический ДТПL064-00.500/16",6085,7302,"По запросу",1,9025900008,24]
["2023-06-07T16:16:40.813",35490,"ДТПL064-00.500/20",null,"Преобразователь термоэлектрический ДТПL064-00.500/20",7285,8742,"По запросу",1,9025900008,24]
["2023-06-07T16:16:40.813",35489,"ДТПL064-00.500/20К",null,"Преобразователь термоэлектрический ДТПL064-00.500/20К",7285,8742,"По запросу",1,9025900008,24]
["2023-06-07T16:16:40.813",17565,"ДТПL064-00.500/3",null,"Преобразователь термоэлектрический ДТПL064-00.500/3",2185,2622,"По запросу",1,9025900008,24]
["2023-06-07T16:16:40.813",21949,"ДТПL064-00.500/5",null,"Преобразователь термоэлектрический ДТПL064-00.500/5",2785,3342,"4",362,9025900008,24]
["2023-06-07T16:16:40.813",7360,"ДТПL064-00.60/0,2",null,"Преобразователь термоэлектрический ДТПL064-00.60/0,2",915,1098,"4",966,9025900008,24]
["2023-06-07T16:16:40.813",44282,"ДТПL064-00.60/0,2.G1/2",null,"Преобразователь термоэлектрический ДТПL064-00.60/0,2.G1/2",1053,1263.5999999999999,"По запросу",1,9025900008,24]
["2023-06-07T16:16:40.813",31860,"ДТПL064-00.60/0,3",null,"Преобразователь термоэлектрический ДТПL064-00.60/0,3",1005,1206,"По запросу",1,9025900008,24]
["2023-06-07T16:16:40.813",7688,"ДТПL064-00.60/0,5",null,"Преобразователь термоэлектрический ДТПL064-00.60/0,5",1065,1278,"4",966,9025900008,24]
["2023-06-07T16:16:40.813",7204,"ДТПL064-00.60/1",null,"Преобразователь термоэлектрический ДТПL064-00.60/1",1215,1458,"4",966,9025900008,24]
["2023-06-07T16:16:40.813",10698,"ДТПL064-00.60/1,5",null,"Преобразователь термоэлектрический ДТПL064-00.60/1,5",1365,1638,"4",966,9025900008,24]
["2023-06-07T16:16:40.813",9148,"ДТПL064-00.60/1,5К",null,"Преобразователь термоэлектрический ДТПL064-00.60/1,5К",1365,1638,"4",1,9025900008,24]
["2023-06-07T16:16:40.813",61770,"ДТПL064-00.60/1,8",null,"Преобразователь термоэлектрический ДТПL064-00.60/1,8",1455,1746,"По запросу",1,9025900008,24]
["2023-06-07T16:16:40.813",107789,"ДТПL064-00.60/1.G1/2",null,"Преобразователь термоэлектрический ДТПL064-00.60/1.G1/2",1353,1623.6,"4",966,9025900008,24]
["2023-06-07T16:16:40.813",9426,"ДТПL064-00.60/10",null,"Преобразователь термоэлектрический ДТПL064-00.60/10",3915,4698,"4",198,9025900008,24]
["2023-06-07T16:16:40.813",17874,"ДТПL064-00.60/10К",null,"Преобразователь термоэлектрический ДТПL064-00.60/10К",3915,4698,"По запросу",1,9025900008,24]
["2023-06-07T16:16:40.813",20599,"ДТПL064-00.60/11",null,"Преобразователь термоэлектрический ДТПL064-00.60/11",4215,5058,"По запросу",1,9025900008,24]
["2023-06-07T16:16:40.813",20598,"ДТПL064-00.60/12",null,"Преобразователь термоэлектрический ДТПL064-00.60/12",4515,5418,"По запросу",1,9025900008,24]
["2023-06-07T16:16:40.813",10128,"ДТПL064-00.60/15",null,"Преобразователь термоэлектрический ДТПL064-00.60/15",5415,6498,"4",133,9025900008,24]
["2023-06-07T16:16:40.813",20597,"ДТПL064-00.60/16",null,"Преобразователь термоэлектрический ДТПL064-00.60/16",5715,6858,"По запросу",1,9025900008,24]
["2023-06-07T16:16:40.813",7669,"ДТПL064-00.60/2",null,"Преобразователь термоэлектрический ДТПL064-00.60/2",1515,1818,"4",962,9025900008,24]
["2023-06-07T16:16:40.813",10498,"ДТПL064-00.60/2,5",null,"Преобразователь термоэлектрический ДТПL064-00.60/2,5",1665,1998,"По запросу",1,9025900008,24]
["2023-06-07T16:16:40.813",60497,"ДТПL064-00.60/2,5.М18Х1,5",null,"Преобразователь термоэлектрический ДТПL064-00.60/2,5.М18Х1,5",1803,2163.6,"По запросу",1,9025900008,24]
["2023-06-07T16:16:40.813",36452,"ДТПL064-00.60/2,5К",null,"Преобразователь термоэлектрический ДТПL064-00.60/2,5К",1665,1998,"4",1,9025900008,24]
["2023-06-07T16:16:40.813",35942,"ДТПL064-00.60/20",null,"Преобразователь термоэлектрический ДТПL064-00.60/20",6915,8298,"По запросу",1,9025900008,24]
["2023-06-07T16:16:40.813",19308,"ДТПL064-00.60/20К",null,"Преобразователь термоэлектрический ДТПL064-00.60/20К",6915,8298,"4",1,9025900008,24]
["2023-06-07T16:16:40.813",35507,"ДТПL064-00.60/2К",null,"Преобразователь термоэлектрический ДТПL064-00.60/2К",1515,1818,"4",1,9025900008,24]
["2023-06-07T16:16:40.813",35508,"ДТПL064-00.60/2К.G1/2",null,"Преобразователь термоэлектрический ДТПL064-00.60/2К.G1/2",1653,1983.6,"По запросу",1,9025900008,24]
["2023-06-07T16:16:40.813",7303,"ДТПL064-00.60/3",null,"Преобразователь термоэлектрический ДТПL064-00.60/3",1815,2178,"4",649,9025900008,24]
["2023-06-07T16:16:40.813",39590,"ДТПL064-00.60/35",null,"Преобразователь термоэлектрический ДТПL064-00.60/35",11415,13698,"По запросу",1,9025900008,24]
["2023-06-07T16:16:40.813",30169,"ДТПL064-00.60/3К",null,"Преобразователь термоэлектрический ДТПL064-00.60/3К",1815,2178,"4",1,9025900008,24]
["2023-06-07T16:16:40.813",19491,"ДТПL064-00.60/4",null,"Преобразователь термоэлектрический ДТПL064-00.60/4",2115,2538,"4",490,9025900008,24]
["2023-06-07T16:16:40.813",40686,"ДТПL064-00.60/40",null,"Преобразователь термоэлектрический ДТПL064-00.60/40",12915,15498,"По запросу",1,9025900008,24]
["2023-06-07T16:16:40.813",73569,"ДТПL064-00.60/4К",null,"Преобразователь термоэлектрический ДТПL064-00.60/4К",2115,2538,"4",1,9025900008,24]
["2023-06-07T16:16:40.813",58646,"ДТПL064-00.60/5",null,"Преобразователь термоэлектрический ДТПL064-00.60/5",2415,2898,"4",394,9025900008,24]
["2023-06-07T16:16:40.813",35667,"ДТПL064-00.60/5К",null,"Преобразователь термоэлектрический ДТПL064-00.60/5К",2415,2898,"4",1,9025900008,24]
["2023-06-07T16:16:40.813",118945,"ДТПL064-00.60/6",null,"Преобразователь термоэлектрический ДТПL064-00.60/6",2715,3258,"По запросу",1,9025900008,24]
["2023-06-07T16:16:40.813",38556,"ДТПL064-00.60/6К",null,"Преобразователь термоэлектрический ДТПL064-00.60/6К",2715,3258,"По запросу",1,9025900008,24]
["2023-06-07T16:16:40.813",59975,"ДТПL064-00.630/1,5К",null,"Преобразователь термоэлектрический ДТПL064-00.630/1,5К",2240,2688,"По запросу",1,9025900008,24]
["2023-06-07T16:16:40.813",112962,"ДТПL064-00.630/3,5",null,"Преобразователь термоэлектрический ДТПL064-00.630/3,5",2840,3408,"4",482,9025900008,24]
["2023-06-07T16:16:40.813",124959,"ДТПL064-00.630/5",null,"Преобразователь термоэлектрический ДТПL064-00.630/5",3290,3948,"4",354,9025900008,24]
["2023-06-07T16:16:40.813",8633,"ДТПL064-00.80/0,2",null,"Преобразователь термоэлектрический ДТПL064-00.80/0,2",915,1098,"4",966,9025900008,24]
["2023-06-07T16:16:40.813",9765,"ДТПL064-00.80/0,5",null,"Преобразователь термоэлектрический ДТПL064-00.80/0,5",1065,1278,"По запросу",1,9025900008,24]
["2023-06-07T16:16:40.813",31843,"ДТПL064-00.80/1",null,"Преобразователь термоэлектрический ДТПL064-00.80/1",1215,1458,"4",966,9025900008,24]
["2023-06-07T16:16:40.813",15883,"ДТПL064-00.80/1,5",null,"Преобразователь термоэлектрический ДТПL064-00.80/1,5",1365,1638,"4",966,9025900008,24]
["2023-06-07T16:16:40.813",45609,"ДТПL064-00.80/1,5К",null,"Преобразователь термоэлектрический ДТПL064-00.80/1,5К",1365,1638,"4",1,9025900008,24]
["2023-06-07T16:16:40.813",7361,"ДТПL064-00.80/10",null,"Преобразователь термоэлектрический ДТПL064-00.80/10",3915,4698,"4",198,9025900008,24]
["2023-06-07T16:16:40.813",21652,"ДТПL064-00.80/15",null,"Преобразователь термоэлектрический ДТПL064-00.80/15",5415,6498,"По запросу",1,9025900008,24]
["2023-06-07T16:16:40.813",37822,"ДТПL064-00.80/1К",null,"Преобразователь термоэлектрический ДТПL064-00.80/1К",1215,1458,"По запросу",1,9025900008,24]
["2023-06-07T16:16:40.813",20279,"ДТПL064-00.80/2",null,"Преобразователь термоэлектрический ДТПL064-00.80/2",1515,1818,"4",952,9025900008,24]
["2023-06-07T16:16:40.813",60496,"ДТПL064-00.80/2,5.М18Х1,5",null,"Преобразователь термоэлектрический ДТПL064-00.80/2,5.М18Х1,5",1803,2163.6,"По запросу",1,9025900008,24]
["2023-06-07T16:16:40.813",44303,"ДТПL064-00.80/20",null,"Преобразователь термоэлектрический ДТПL064-00.80/20",6915,8298,"4",100,9025900008,24]
["2023-06-07T16:16:40.813",57619,"ДТПL064-00.80/2К",null,"Преобразователь термоэлектрический ДТПL064-00.80/2К",1515,1818,"4",1,9025900008,24]
["2023-06-07T16:16:40.813",7304,"ДТПL064-00.80/3",null,"Преобразователь термоэлектрический ДТПL064-00.80/3",1815,2178,"4",645,9025900008,24]
["2023-06-07T16:16:40.813",39973,"ДТПL064-00.80/3К",null,"Преобразователь термоэлектрический ДТПL064-00.80/3К",1815,2178,"4",1,9025900008,24]
["2023-06-07T16:16:40.813",61246,"ДТПL064-00.80/3К.G1/2",null,"Преобразователь термоэлектрический ДТПL064-00.80/3К.G1/2",1953,2343.6,"По запросу",1,9025900008,24]
["2023-06-07T16:16:40.813",15490,"ДТПL064-00.80/4",null,"Преобразователь термоэлектрический ДТПL064-00.80/4",2115,2538,"По запросу",1,9025900008,24]
["2023-06-07T16:16:40.813",20253,"ДТПL064-00.80/5",null,"Преобразователь термоэлектрический ДТПL064-00.80/5",2415,2898,"По запросу",1,9025900008,24]
["2023-06-07T16:16:40.813",119232,"ДТПL064-00.80/5К",null,"Преобразователь термоэлектрический ДТПL064-00.80/5К",2415,2898,"4",1,9025900008,24]
["2023-06-07T16:16:40.813",8844,"ДТПL064-00.80/5К.М18Х1,5",null,"Преобразователь термоэлектрический ДТПL064-00.80/5К.М18Х1,5",2553,3063.6,"По запросу",1,9025900008,24]
["2023-06-07T16:16:40.813",21762,"ДТПL064-00.80/6",null,"Преобразователь термоэлектрический ДТПL064-00.80/6",2715,3258,"По запросу",1,9025900008,24]
["2023-06-07T16:16:40.813",76840,"ДТПL064-00.800/1,5",null,"Преобразователь термоэлектрический ДТПL064-00.800/1,5",2240,2688,"4",862,9025900008,24]
["2023-06-07T16:16:40.813",89401,"ДТПL064-00.800/2",null,"Преобразователь термоэлектрический ДТПL064-00.800/2",2390,2868,"4",709,9025900008,24]
["2023-06-07T16:16:40.813",76519,"ДТПL064-01.100/2",null,"Преобразователь термоэлектрический ДТПL064-01.100/2",1615,1938,"4",265,9025900008,24]
["2023-06-07T16:16:40.813",7850,"ДТПL064-01.120/0,2",null,"Преобразователь термоэлектрический ДТПL064-01.120/0,2",915,1098,"По запросу",1,9025900008,24]
["2023-06-07T16:16:40.813",8298,"ДТПL064-01.120/1",null,"Преобразователь термоэлектрический ДТПL064-01.120/1",1265,1518,"По запросу",1,9025900008,24]
["2023-06-07T16:16:40.813",68665,"ДТПL064-01.120/2",null,"Преобразователь термоэлектрический ДТПL064-01.120/2",1615,1938,"По запросу",1,9025900008,24]
["2023-06-07T16:16:40.813",7362,"ДТПL064-01.120/5",null,"Преобразователь термоэлектрический ДТПL064-01.120/5",2665,3198,"По запросу",1,9025900008,24]
["2023-06-07T16:16:40.813",18622,"ДТПL064-01.160/0,2",null,"Преобразователь термоэлектрический ДТПL064-01.160/0,2",915,1098,"По запросу",1,9025900008,24]
["2023-06-07T16:16:40.813",20585,"ДТПL064-01.160/1",null,"Преобразователь термоэлектрический ДТПL064-01.160/1",1265,1518,"По запросу",1,9025900008,24]
["2023-06-07T16:16:40.813",82411,"ДТПL064-01.160/10",null,"Преобразователь термоэлектрический ДТПL064-01.160/10",4415,5298,"По запросу",1,9025900008,24]
["2023-06-07T16:16:40.813",16152,"ДТПL064-01.160/12",null,"Преобразователь термоэлектрический ДТПL064-01.160/12",5115,6138,"По запросу",1,9025900008,24]
["2023-06-07T16:16:40.813",46116,"ДТПL064-01.160/3",null,"Преобразователь термоэлектрический ДТПL064-01.160/3",1965,2358,"По запросу",1,9025900008,24]
["2023-06-07T16:16:40.813",40993,"ДТПL064-01.160/4",null,"Преобразователь термоэлектрический ДТПL064-01.160/4",2315,2778,"По запросу",1,9025900008,24]
["2023-06-07T16:16:40.813",50825,"ДТПL064-01.160/8",null,"Преобразователь термоэлектрический ДТПL064-01.160/8",3715,4458,"По запросу",1,9025900008,24]
["2023-06-07T16:16:40.813",119220,"ДТПL064-01.200/0,2",null,"Преобразователь термоэлектрический ДТПL064-01.200/0,2",915,1098,"По запросу",1,9025900008,24]
["2023-06-07T16:16:40.813",55872,"ДТПL064-01.200/8",null,"Преобразователь термоэлектрический ДТПL064-01.200/8",3715,4458,"По запросу",1,9025900008,24]
["2023-06-07T16:16:40.813",128681,"ДТПL064-01.250/10",null,"Преобразователь термоэлектрический ДТПL064-01.250/10",4785,5742,"4",55,9025900008,24]
["2023-06-07T16:16:40.813",15486,"ДТПL064-01.250/2",null,"Преобразователь термоэлектрический ДТПL064-01.250/2",1985,2382,"По запросу",1,9025900008,24]
["2023-06-07T16:16:40.813",49988,"ДТПL064-01.250/4",null,"Преобразователь термоэлектрический ДТПL064-01.250/4",2685,3222,"По запросу",1,9025900008,24]
["2023-06-07T16:16:40.813",8484,"ДТПL064-01.250/5",null,"Преобразователь термоэлектрический ДТПL064-01.250/5",3035,3642,"По запросу",1,9025900008,24]
["2023-06-07T16:16:40.813",16626,"ДТПL064-01.320/1",null,"Преобразователь термоэлектрический ДТПL064-01.320/1",1635,1962,"По запросу",1,9025900008,24]
["2023-06-07T16:16:40.813",8485,"ДТПL064-01.320/5",null,"Преобразователь термоэлектрический ДТПL064-01.320/5",3035,3642,"По запросу",1,9025900008,24]
["2023-06-07T16:16:40.813",19560,"ДТПL064-01.400/20",null,"Преобразователь термоэлектрический ДТПL064-01.400/20",8285,9942,"По запросу",1,9025900008,24]
["2023-06-07T16:16:40.813",110906,"ДТПL064-01.400/5",null,"Преобразователь термоэлектрический ДТПL064-01.400/5",3035,3642,"4",104,9025900008,24]
["2023-06-07T16:16:40.813",7557,"ДТПL064-01.500/10",null,"Преобразователь термоэлектрический ДТПL064-01.500/10",4785,5742,"По запросу",1,9025900008,24]
["2023-06-07T16:16:40.813",8349,"ДТПL064-01.500/2,5",null,"Преобразователь термоэлектрический ДТПL064-01.500/2,5",2160,2592,"По запросу",1,9025900008,24]
["2023-06-07T16:16:40.813",70330,"ДТПL064-01.60/0,2",null,"Преобразователь термоэлектрический ДТПL064-01.60/0,2",915,1098,"По запросу",1,9025900008,24]
["2023-06-07T16:16:40.813",45435,"ДТПL064-01.60/10",null,"Преобразователь термоэлектрический ДТПL064-01.60/10",4415,5298,"4",56,9025900008,24]
["2023-06-07T16:16:40.813",44422,"ДТПL064-01.60/5",null,"Преобразователь термоэлектрический ДТПL064-01.60/5",2665,3198,"По запросу",1,9025900008,24]
["2023-06-07T16:16:40.813",11334,"ДТПL064-01.80/0,2",null,"Преобразователь термоэлектрический ДТПL064-01.80/0,2",915,1098,"4",833,9025900008,24]
["2023-06-07T16:16:40.813",45130,"ДТПL064-01.80/2",null,"Преобразователь термоэлектрический ДТПL064-01.80/2",1615,1938,"4",268,9025900008,24]
["2023-06-07T16:16:40.813",9313,"ДТПL064-10.100/1",null,"Преобразователь термоэлектрический ДТПL064-10.100/1",1215,1458,"По запросу",1,9025900008,24]
["2023-06-07T16:16:40.813",46143,"ДТПL064-10.100/2",null,"Преобразователь термоэлектрический ДТПL064-10.100/2",1515,1818,"По запросу",1,9025900008,24]
["2023-06-07T16:16:40.813",20647,"ДТПL064-10.120/0,6",null,"Преобразователь термоэлектрический ДТПL064-10.120/0,6",1095,1314,"По запросу",1,9025900008,24]
["2023-06-07T16:16:40.813",96084,"ДТПL064-10.120/2",null,"Преобразователь термоэлектрический ДТПL064-10.120/2",1515,1818,"4",935,9025900008,24]
["2023-06-07T16:16:40.813",36540,"ДТПL064-10.250/2",null,"Преобразователь термоэлектрический ДТПL064-10.250/2",1885,2262,"По запросу",1,9025900008,24]
["2023-06-07T16:16:40.813",21951,"ДТПL064-10.500/5",null,"Преобразователь термоэлектрический ДТПL064-10.500/5",2785,3342,"По запросу",1,9025900008,24]
["2023-06-07T16:16:40.813",31643,"ДТПL064-10.60/1",null,"Преобразователь термоэлектрический ДТПL064-10.60/1",1215,1458,"По запросу",1,9025900008,24]
["2023-06-07T16:16:40.813",56565,"ДТПL064-10.60/1,6",null,"Преобразователь термоэлектрический ДТПL064-10.60/1,6",1395,1674,"4",1,9025900008,24]
["2023-06-07T16:16:40.813",65543,"ДТПL064-10.60/16",null,"Преобразователь термоэлектрический ДТПL064-10.60/16",5715,6858,"По запросу",1,9025900008,24]
["2023-06-07T16:16:40.813",21950,"ДТПL064-10.60/2",null,"Преобразователь термоэлектрический ДТПL064-10.60/2",1515,1818,"По запросу",1,9025900008,24]
["2023-06-07T16:16:40.813",53242,"ДТПL064-10.60/3К",null,"Преобразователь термоэлектрический ДТПL064-10.60/3К",1815,2178,"4",1,9025900008,24]
["2023-06-07T16:16:40.813",108321,"ДТПL064-10.60/4",null,"Преобразователь термоэлектрический ДТПL064-10.60/4",2115,2538,"4",490,9025900008,24]
["2023-06-07T16:16:40.813",42728,"ДТПL064-10.80/1,2",null,"Преобразователь термоэлектрический ДТПL064-10.80/1,2",1275,1530,"4",1000,9025900008,24]
["2023-06-07T16:16:40.813",108320,"ДТПL064-10.80/6",null,"Преобразователь термоэлектрический ДТПL064-10.80/6",2715,3258,"4",328,9025900008,24]
["2023-06-07T16:16:40.813",132080,"ДТПL064-11.250/10",null,"Преобразователь термоэлектрический ДТПL064-11.250/10",4785,5742,"4",55,9025900008,24]
["2023-06-07T16:16:40.813",48467,"ДТПL064-11.500/5",null,"Преобразователь термоэлектрический ДТПL064-11.500/5",3035,3642,"По запросу",1,9025900008,24]
["2023-06-07T16:16:40.813",39743,"ДТПL064-11.80/5",null,"Преобразователь термоэлектрический ДТПL064-11.80/5",2665,3198,"По запросу",1,9025900008,24]
["2023-06-07T16:16:40.813",134616,"ДТПL065-0010.160",null,"Преобразователь термоэлектрический ДТПL065-0010.160",2465,2958,"4",702,9025900008,24]
["2023-06-07T16:16:40.813",9521,"ДТПL065-0100.100",null,"Преобразователь термоэлектрический ДТПL065-0100.100",1315,1578,"4",833,9025900008,24]
["2023-06-07T16:16:40.813",19857,"ДТПL065-0100.1000",null,"Преобразователь термоэлектрический ДТПL065-0100.1000",2240,2688,"4",280,9025900008,24]
["2023-06-07T16:16:40.813",65502,"ДТПL065-0100.1000.М18Х1,5",null,"Преобразователь термоэлектрический ДТПL065-0100.1000.М18Х1,5",2576,3091.2,"По запросу",1,9025900008,24]
["2023-06-07T16:16:40.813",7945,"ДТПL065-0100.120",null,"Преобразователь термоэлектрический ДТПL065-0100.120",1315,1578,"4",280,9025900008,24]
["2023-06-07T16:16:40.813",19440,"ДТПL065-0100.1250",null,"Преобразователь термоэлектрический ДТПL065-0100.1250",2240,2688,"4",280,9025900008,24]
["2023-06-07T16:16:40.813",37874,"ДТПL065-0100.140",null,"Преобразователь термоэлектрический ДТПL065-0100.140",1315,1578,"По запросу",1,9025900008,24]
["2023-06-07T16:16:40.813",38005,"ДТПL065-0100.1400",null,"Преобразователь термоэлектрический ДТПL065-0100.1400",3210,3852,"По запросу",1,9025900008,24]
["2023-06-07T16:16:40.813",8438,"ДТПL065-0100.160",null,"Преобразователь термоэлектрический ДТПL065-0100.160",1315,1578,"4",280,9025900008,24]
["2023-06-07T16:16:40.813",7851,"ДТПL065-0100.1600",null,"Преобразователь термоэлектрический ДТПL065-0100.1600",3210,3852,"4",252,9025900008,24]
["2023-06-07T16:16:40.813",44906,"ДТПL065-0100.180",null,"Преобразователь термоэлектрический ДТПL065-0100.180",1315,1578,"По запросу",1,9025900008,24]
["2023-06-07T16:16:40.813",7942,"ДТПL065-0100.200",null,"Преобразователь термоэлектрический ДТПL065-0100.200",1315,1578,"4",280,9025900008,24]
["2023-06-07T16:16:40.813",81537,"ДТПL065-0100.200.G1/2",null,"Преобразователь термоэлектрический ДТПL065-0100.200.G1/2",1513,1815.6,"4",280,9025900008,24]
["2023-06-07T16:16:40.813",51112,"ДТПL065-0100.2000",null,"Преобразователь термоэлектрический ДТПL065-0100.2000",3210,3852,"4",205,9025900008,24]
["2023-06-07T16:16:40.813",8121,"ДТПL065-0100.250",null,"Преобразователь термоэлектрический ДТПL065-0100.250",1490,1788,"4",280,9025900008,24]
["2023-06-07T16:16:40.813",7852,"ДТПL065-0100.320",null,"Преобразователь термоэлектрический ДТПL065-0100.320",1490,1788,"4",280,9025900008,24]
["2023-06-07T16:16:40.813",7846,"ДТПL065-0100.400",null,"Преобразователь термоэлектрический ДТПL065-0100.400",1490,1788,"4",280,9025900008,24]
["2023-06-07T16:16:40.813",7785,"ДТПL065-0100.500",null,"Преобразователь термоэлектрический ДТПL065-0100.500",1490,1788,"4",280,9025900008,24]
["2023-06-07T16:16:40.813",19179,"ДТПL065-0100.60",null,"Преобразователь термоэлектрический ДТПL065-0100.60",1315,1578,"4",280,9025900008,24]
["2023-06-07T16:16:40.813",101376,"ДТПL065-0100.60.G1/2",null,"Преобразователь термоэлектрический ДТПL065-0100.60.G1/2",1513,1815.6,"4",280,9025900008,24]
["2023-06-07T16:16:40.813",35228,"ДТПL065-0100.60.R1/2",null,"Преобразователь термоэлектрический ДТПL065-0100.60.R1/2",1513,1815.6,"По запросу",1,9025900008,24]
["2023-06-07T16:16:40.813",133326,"ДТПL065-0100.60.М16Х1,5",null,"Преобразователь термоэлектрический ДТПL065-0100.60.М16Х1,5",1513,1815.6,"4",280,9025900008,24]
["2023-06-07T16:16:40.813",61435,"ДТПL065-0100.600",null,"Преобразователь термоэлектрический ДТПL065-0100.600",1815,2178,"По запросу",1,9025900008,24]
["2023-06-07T16:16:40.813",7536,"ДТПL065-0100.630",null,"Преобразователь термоэлектрический ДТПL065-0100.630",1815,2178,"4",280,9025900008,24]
["2023-06-07T16:16:40.813",6834,"ДТПL065-0100.80",null,"Преобразователь термоэлектрический ДТПL065-0100.80",1315,1578,"4",280,9025900008,24]
["2023-06-07T16:16:40.813",42991,"ДТПL065-0100.800",null,"Преобразователь термоэлектрический ДТПL065-0100.800",1815,2178,"По запросу",1,9025900008,24]
["2023-06-07T16:16:40.813",21371,"ДТПL065-0100.890",null,"Преобразователь термоэлектрический ДТПL065-0100.890",2240,2688,"По запросу",1,9025900008,24]
["2023-06-07T16:16:40.813",59855,"ДТПL065-0100.900",null,"Преобразователь термоэлектрический ДТПL065-0100.900",2240,2688,"4",280,9025900008,24]
["2023-06-07T16:16:40.813",20302,"ДТПL065-0110.100",null,"Преобразователь термоэлектрический ДТПL065-0110.100",2465,2958,"4",396,9025900008,24]
["2023-06-07T16:16:40.813",119367,"ДТПL065-0110.1000",null,"Преобразователь термоэлектрический ДТПL065-0110.1000",3630,4356,"4",166,9025900008,24]
["2023-06-07T16:16:40.813",21020,"ДТПL065-0110.120",null,"Преобразователь термоэлектрический ДТПL065-0110.120",2465,2958,"4",360,9025900008,24]
["2023-06-07T16:16:40.813",17268,"ДТПL065-0110.1250",null,"Преобразователь термоэлектрический ДТПL065-0110.1250",3630,4356,"По запросу",1,9025900008,24]
["2023-06-07T16:16:40.813",35431,"ДТПL065-0110.160",null,"Преобразователь термоэлектрический ДТПL065-0110.160",2465,2958,"4",305,9025900008,24]
["2023-06-07T16:16:40.813",92581,"ДТПL065-0110.160.G1/2",null,"Преобразователь термоэлектрический ДТПL065-0110.160.G1/2",2835,3402,"4",305,9025900008,24]
["2023-06-07T16:16:40.813",64733,"ДТПL065-0110.160.М33Х2",null,"Преобразователь термоэлектрический ДТПL065-0110.160.М33Х2",2835,3402,"По запросу",1,9025900008,24]
["2023-06-07T16:16:40.813",35058,"ДТПL065-0110.1600",null,"Преобразователь термоэлектрический ДТПL065-0110.1600",4415,5298,"По запросу",1,9025900008,24]
["2023-06-07T16:16:40.813",40690,"ДТПL065-0110.180",null,"Преобразователь термоэлектрический ДТПL065-0110.180",2465,2958,"4",283,9025900008,24]
["2023-06-07T16:16:40.813",32354,"ДТПL065-0110.200",null,"Преобразователь термоэлектрический ДТПL065-0110.200",2465,2958,"4",264,9025900008,24]
["2023-06-07T16:16:40.813",95999,"ДТПL065-0110.200.М33Х2",null,"Преобразователь термоэлектрический ДТПL065-0110.200.М33Х2",2835,3402,"4",82,9025900008,24]
["2023-06-07T16:16:40.813",107056,"ДТПL065-0110.2000",null,"Преобразователь термоэлектрический ДТПL065-0110.2000",4415,5298,"4",87,9025900008,24]
["2023-06-07T16:16:40.813",40691,"ДТПL065-0110.250",null,"Преобразователь термоэлектрический ДТПL065-0110.250",2785,3342,"4",226,9025900008,24]
["2023-06-07T16:16:40.813",38907,"ДТПL065-0110.320",null,"Преобразователь термоэлектрический ДТПL065-0110.320",2785,3342,"4",189,9025900008,24]
["2023-06-07T16:16:40.813",79809,"ДТПL065-0110.400",null,"Преобразователь термоэлектрический ДТПL065-0110.400",2785,3342,"По запросу",1,9025900008,24]
["2023-06-07T16:16:40.813",17320,"ДТПL065-0110.500",null,"Преобразователь термоэлектрический ДТПL065-0110.500",2785,3342,"4",304,9025900008,24]
["2023-06-07T16:16:40.813",20738,"ДТПL065-0110.60",null,"Преобразователь термоэлектрический ДТПL065-0110.60",2465,2958,"4",495,9025900008,24]
["2023-06-07T16:16:40.813",39938,"ДТПL065-0110.630",null,"Преобразователь термоэлектрический ДТПL065-0110.630",3120,3744,"4",250,9025900008,24]
["2023-06-07T16:16:40.813",47889,"ДТПL065-0110.80",null,"Преобразователь термоэлектрический ДТПL065-0110.80",2465,2958,"4",440,9025900008,24]
["2023-06-07T16:16:40.813",35754,"ДТПL065-0110.800",null,"Преобразователь термоэлектрический ДТПL065-0110.800",3120,3744,"По запросу",1,9025900008,24]
["2023-06-07T16:16:40.813",39313,"ДТПL065-1100.100",null,"Преобразователь термоэлектрический ДТПL065-1100.100",1315,1578,"4",1000,9025900008,24]
["2023-06-07T16:16:40.813",19862,"ДТПL065-1100.120",null,"Преобразователь термоэлектрический ДТПL065-1100.120",1315,1578,"По запросу",1,9025900008,24]
["2023-06-07T16:16:40.813",19863,"ДТПL065-1100.160",null,"Преобразователь термоэлектрический ДТПL065-1100.160",1315,1578,"По запросу",1,9025900008,24]
["2023-06-07T16:16:40.813",63249,"ДТПL065-1100.250",null,"Преобразователь термоэлектрический ДТПL065-1100.250",1490,1788,"По запросу",1,9025900008,24]
["2023-06-07T16:16:40.813",32020,"ДТПL065-1100.320",null,"Преобразователь термоэлектрический ДТПL065-1100.320",1490,1788,"По запросу",1,9025900008,24]
["2023-06-07T16:16:40.813",19864,"ДТПL065-1100.60",null,"Преобразователь термоэлектрический ДТПL065-1100.60",1315,1578,"4",1000,9025900008,24]
["2023-06-07T16:16:40.813",46650,"ДТПL065-1100.80",null,"Преобразователь термоэлектрический ДТПL065-1100.80",1315,1578,"По запросу",1,9025900008,24]
["2023-06-07T16:16:40.813",74684,"ДТПL065-1110.1600",null,"Преобразователь термоэлектрический ДТПL065-1110.1600",4415,5298,"4",107,9025900008,24]
["2023-06-07T16:16:40.813",48650,"ДТПL065-1110.250",null,"Преобразователь термоэлектрический ДТПL065-1110.250",2785,3342,"По запросу",1,9025900008,24]
["2023-06-07T16:16:40.813",104915,"ДТПL065-1110.60",null,"Преобразователь термоэлектрический ДТПL065-1110.60",2465,2958,"По запросу",1,9025900008,24]
["2023-06-07T16:16:40.813",44051,"ДТПL065-1110.80",null,"Преобразователь термоэлектрический ДТПL065-1110.80",2465,2958,"По запросу",1,9025900008,24]
["2023-06-07T16:16:40.813",47552,"ДТПL065Л-0100.100",null,"Преобразователь термоэлектрический ДТПL065Л-0100.100",1315,1578,"По запросу",1,9025900008,24]
["2023-06-07T16:16:40.813",108044,"ДТПL065Л-0100.120",null,"Преобразователь термоэлектрический ДТПL065Л-0100.120",1315,1578,"4",833,9025900008,24]
["2023-06-07T16:16:40.813",38006,"ДТПL065Л-0100.1400",null,"Преобразователь термоэлектрический ДТПL065Л-0100.1400",3210,3852,"По запросу",1,9025900008,24]
["2023-06-07T16:16:40.813",59275,"ДТПL065Л-0100.1600",null,"Преобразователь термоэлектрический ДТПL065Л-0100.1600",3210,3852,"По запросу",1,9025900008,24]
["2023-06-07T16:16:40.813",38585,"ДТПL065Л-0100.200",null,"Преобразователь термоэлектрический ДТПL065Л-0100.200",1315,1578,"По запросу",1,9025900008,24]
["2023-06-07T16:16:40.813",59274,"ДТПL065Л-0100.2000",null,"Преобразователь термоэлектрический ДТПL065Л-0100.2000",3210,3852,"По запросу",1,9025900008,24]
["2023-06-07T16:16:40.813",59271,"ДТПL065Л-0100.320",null,"Преобразователь термоэлектрический ДТПL065Л-0100.320",1490,1788,"По запросу",1,9025900008,24]
["2023-06-07T16:16:40.813",59272,"ДТПL065Л-0100.400",null,"Преобразователь термоэлектрический ДТПL065Л-0100.400",1490,1788,"По запросу",1,9025900008,24]
["2023-06-07T16:16:40.813",59273,"ДТПL065Л-0100.500",null,"Преобразователь термоэлектрический ДТПL065Л-0100.500",1490,1788,"По запросу",1,9025900008,24]
["2023-06-07T16:16:40.813",53008,"ДТПL065Л-0100.80",null,"Преобразователь термоэлектрический ДТПL065Л-0100.80",1315,1578,"По запросу",1,9025900008,24]
["2023-06-07T16:16:40.813",85315,"ДТПL074-00.100/0,2",null,"Преобразователь термоэлектрический ДТПL074-00.100/0,2",915,1098,"4",966,9025900008,24]
["2023-06-07T16:16:40.813",133091,"ДТПL074-00.100/1",null,"Преобразователь термоэлектрический ДТПL074-00.100/1",1215,1458,"4",966,9025900008,24]
["2023-06-07T16:16:40.813",18903,"ДТПL074-00.100/1,5К",null,"Преобразователь термоэлектрический ДТПL074-00.100/1,5К",1365,1638,"4",1,9025900008,24]
["2023-06-07T16:16:40.813",129815,"ДТПL074-00.100/1К",null,"Преобразователь термоэлектрический ДТПL074-00.100/1К",1215,1458,"4",1,9025900008,24]
["2023-06-07T16:16:40.813",18965,"ДТПL074-00.100/2",null,"Преобразователь термоэлектрический ДТПL074-00.100/2",1515,1818,"По запросу",1,9025900008,24]
["2023-06-07T16:16:40.813",109602,"ДТПL074-00.100/3",null,"Преобразователь термоэлектрический ДТПL074-00.100/3",1815,2178,"4",641,9025900008,24]
["2023-06-07T16:16:40.813",21475,"ДТПL074-00.100/5",null,"Преобразователь термоэлектрический ДТПL074-00.100/5",2415,2898,"По запросу",1,9025900008,24]
["2023-06-07T16:16:40.813",68382,"ДТПL074-00.100/6К",null,"Преобразователь термоэлектрический ДТПL074-00.100/6К",2715,3258,"По запросу",1,9025900008,24]
["2023-06-07T16:16:40.813",31553,"ДТПL074-00.100/7",null,"Преобразователь термоэлектрический ДТПL074-00.100/7",3015,3618,"По запросу",1,9025900008,24]
["2023-06-07T16:16:40.813",99749,"ДТПL074-00.1000/1",null,"Преобразователь термоэлектрический ДТПL074-00.1000/1",2090,2508,"4",966,9025900008,24]
["2023-06-07T16:16:40.813",47974,"ДТПL074-00.1000/20",null,"Преобразователь термоэлектрический ДТПL074-00.1000/20",7790,9348,"По запросу",1,9025900008,24]
["2023-06-07T16:16:40.813",128907,"ДТПL074-00.1000/3",null,"Преобразователь термоэлектрический ДТПL074-00.1000/3",2690,3228,"4",498,9025900008,24]
["2023-06-07T16:16:40.813",128906,"ДТПL074-00.1000/5",null,"Преобразователь термоэлектрический ДТПL074-00.1000/5",3290,3948,"4",332,9025900008,24]
["2023-06-07T16:16:40.813",19841,"ДТПL074-00.120/0,2",null,"Преобразователь термоэлектрический ДТПL074-00.120/0,2",915,1098,"По запросу",1,9025900008,24]
["2023-06-07T16:16:40.813",16340,"ДТПL074-00.120/1",null,"Преобразователь термоэлектрический ДТПL074-00.120/1",1215,1458,"4",966,9025900008,24]
["2023-06-07T16:16:40.813",16644,"ДТПL074-00.120/1,5",null,"Преобразователь термоэлектрический ДТПL074-00.120/1,5",1365,1638,"По запросу",1,9025900008,24]
["2023-06-07T16:16:40.813",126839,"ДТПL074-00.120/1К",null,"Преобразователь термоэлектрический ДТПL074-00.120/1К",1215,1458,"4",1,9025900008,24]
["2023-06-07T16:16:40.813",9108,"ДТПL074-00.120/2",null,"Преобразователь термоэлектрический ДТПL074-00.120/2",1515,1818,"4",935,9025900008,24]
["2023-06-07T16:16:40.813",37587,"ДТПL074-00.120/20",null,"Преобразователь термоэлектрический ДТПL074-00.120/20",6915,8298,"По запросу",1,9025900008,24]
["2023-06-07T16:16:40.813",15695,"ДТПL074-00.120/30",null,"Преобразователь термоэлектрический ДТПL074-00.120/30",9915,11898,"По запросу",1,9025900008,24]
["2023-06-07T16:16:40.813",36034,"ДТПL074-00.120/5",null,"Преобразователь термоэлектрический ДТПL074-00.120/5",2415,2898,"По запросу",1,9025900008,24]
["2023-06-07T16:16:40.813",35065,"ДТПL074-00.120/6",null,"Преобразователь термоэлектрический ДТПL074-00.120/6",2715,3258,"По запросу",1,9025900008,24]
["2023-06-07T16:16:40.813",62681,"ДТПL074-00.160/0,2",null,"Преобразователь термоэлектрический ДТПL074-00.160/0,2",915,1098,"По запросу",1,9025900008,24]
["2023-06-07T16:16:40.813",37695,"ДТПL074-00.160/1",null,"Преобразователь термоэлектрический ДТПL074-00.160/1",1215,1458,"4",966,9025900008,24]
["2023-06-07T16:16:40.813",31401,"ДТПL074-00.160/1,5",null,"Преобразователь термоэлектрический ДТПL074-00.160/1,5",1365,1638,"По запросу",1,9025900008,24]
["2023-06-07T16:16:40.813",46521,"ДТПL074-00.160/10",null,"Преобразователь термоэлектрический ДТПL074-00.160/10",3915,4698,"По запросу",1,9025900008,24]
["2023-06-07T16:16:40.813",129816,"ДТПL074-00.160/1К",null,"Преобразователь термоэлектрический ДТПL074-00.160/1К",1215,1458,"4",1,9025900008,24]
["2023-06-07T16:16:40.813",17538,"ДТПL074-00.160/2",null,"Преобразователь термоэлектрический ДТПL074-00.160/2",1515,1818,"4",917,9025900008,24]
["2023-06-07T16:16:40.813",82738,"ДТПL074-00.160/2,5",null,"Преобразователь термоэлектрический ДТПL074-00.160/2,5",1665,1998,"По запросу",1,9025900008,24]
["2023-06-07T16:16:40.813",18862,"ДТПL074-00.160/3",null,"Преобразователь термоэлектрический ДТПL074-00.160/3",1815,2178,"По запросу",1,9025900008,24]
["2023-06-07T16:16:40.813",17219,"ДТПL074-00.160/4",null,"Преобразователь термоэлектрический ДТПL074-00.160/4",2115,2538,"По запросу",1,9025900008,24]
["2023-06-07T16:16:40.813",9259,"ДТПL074-00.160/5",null,"Преобразователь термоэлектрический ДТПL074-00.160/5",2415,2898,"По запросу",1,9025900008,24]
["2023-06-07T16:16:40.813",39525,"ДТПL074-00.175/3",null,"Преобразователь термоэлектрический ДТПL074-00.175/3",1815,2178,"По запросу",1,9025900008,24]
["2023-06-07T16:16:40.813",80525,"ДТПL074-00.180/1,5",null,"Преобразователь термоэлектрический ДТПL074-00.180/1,5",1365,1638,"4",966,9025900008,24]
["2023-06-07T16:16:40.813",31634,"ДТПL074-00.200/0,2",null,"Преобразователь термоэлектрический ДТПL074-00.200/0,2",915,1098,"По запросу",1,9025900008,24]
["2023-06-07T16:16:40.813",41907,"ДТПL074-00.200/0,8",null,"Преобразователь термоэлектрический ДТПL074-00.200/0,8",1155,1386,"По запросу",1,9025900008,24]
["2023-06-07T16:16:40.813",83167,"ДТПL074-00.200/1",null,"Преобразователь термоэлектрический ДТПL074-00.200/1",1215,1458,"4",966,9025900008,24]
["2023-06-07T16:16:40.813",18316,"ДТПL074-00.200/1,5",null,"Преобразователь термоэлектрический ДТПL074-00.200/1,5",1365,1638,"По запросу",1,9025900008,24]
["2023-06-07T16:16:40.813",38644,"ДТПL074-00.200/2",null,"Преобразователь термоэлектрический ДТПL074-00.200/2",1515,1818,"4",901,9025900008,24]
["2023-06-07T16:16:40.813",7179,"ДТПL074-00.200/2,5",null,"Преобразователь термоэлектрический ДТПL074-00.200/2,5",1665,1998,"По запросу",1,9025900008,24]
["2023-06-07T16:16:40.813",47937,"ДТПL074-00.200/20",null,"Преобразователь термоэлектрический ДТПL074-00.200/20",6915,8298,"По запросу",1,9025900008,24]
["2023-06-07T16:16:40.813",48016,"ДТПL074-00.200/20К",null,"Преобразователь термоэлектрический ДТПL074-00.200/20К",6915,8298,"По запросу",1,9025900008,24]
["2023-06-07T16:16:40.813",18283,"ДТПL074-00.200/3",null,"Преобразователь термоэлектрический ДТПL074-00.200/3",1815,2178,"4",621,9025900008,24]
["2023-06-07T16:16:40.813",119331,"ДТПL074-00.200/4",null,"Преобразователь термоэлектрический ДТПL074-00.200/4",2115,2538,"4",474,9025900008,24]
["2023-06-07T16:16:40.813",11064,"ДТПL074-00.200/5",null,"Преобразователь термоэлектрический ДТПL074-00.200/5",2415,2898,"По запросу",1,9025900008,24]
["2023-06-07T16:16:40.813",8439,"ДТПL074-00.250/0,2",null,"Преобразователь термоэлектрический ДТПL074-00.250/0,2",1285,1542,"4",966,9025900008,24]
["2023-06-07T16:16:40.813",15597,"ДТПL074-00.250/0,5",null,"Преобразователь термоэлектрический ДТПL074-00.250/0,5",1435,1722,"По запросу",1,9025900008,24]
["2023-06-07T16:16:40.813",21417,"ДТПL074-00.250/1",null,"Преобразователь термоэлектрический ДТПL074-00.250/1",1585,1902,"По запросу",1,9025900008,24]
["2023-06-07T16:16:40.813",31402,"ДТПL074-00.250/1,5",null,"Преобразователь термоэлектрический ДТПL074-00.250/1,5",1735,2082,"4",966,9025900008,24]
["2023-06-07T16:16:40.813",41194,"ДТПL074-00.250/10",null,"Преобразователь термоэлектрический ДТПL074-00.250/10",4285,5142,"По запросу",1,9025900008,24]
["2023-06-07T16:16:40.813",7827,"ДТПL074-00.250/2,5",null,"Преобразователь термоэлектрический ДТПL074-00.250/2,5",2035,2442,"По запросу",1,9025900008,24]
["2023-06-07T16:16:40.813",20549,"ДТПL074-00.250/3",null,"Преобразователь термоэлектрический ДТПL074-00.250/3",2185,2622,"По запросу",1,9025900008,24]
["2023-06-07T16:16:40.813",11526,"ДТПL074-00.250/4",null,"Преобразователь термоэлектрический ДТПL074-00.250/4",2485,2982,"По запросу",1,9025900008,24]
["2023-06-07T16:16:40.813",17648,"ДТПL074-00.250/5",null,"Преобразователь термоэлектрический ДТПL074-00.250/5",2785,3342,"4",380,9025900008,24]
["2023-06-07T16:16:40.813",135016,"ДТПL074-00.250/5К",null,"Преобразователь термоэлектрический ДТПL074-00.250/5К",2785,3342,"4",1,9025900008,24]
["2023-06-07T16:16:40.813",10224,"ДТПL074-00.320/0,2",null,"Преобразователь термоэлектрический ДТПL074-00.320/0,2",1285,1542,"По запросу",1,9025900008,24]
["2023-06-07T16:16:40.813",11622,"ДТПL074-00.320/0,6К",null,"Преобразователь термоэлектрический ДТПL074-00.320/0,6К",1465,1758,"По запросу",1,9025900008,24]
["2023-06-07T16:16:40.813",14976,"ДТПL074-00.320/1,5К",null,"Преобразователь термоэлектрический ДТПL074-00.320/1,5К",1735,2082,"4",1,9025900008,24]
["2023-06-07T16:16:40.813",53319,"ДТПL074-00.320/1К",null,"Преобразователь термоэлектрический ДТПL074-00.320/1К",1585,1902,"4",1,9025900008,24]
["2023-06-07T16:16:40.813",31717,"ДТПL074-00.320/2",null,"Преобразователь термоэлектрический ДТПL074-00.320/2",1885,2262,"4",855,9025900008,24]
["2023-06-07T16:16:40.813",90575,"ДТПL074-00.320/2,5",null,"Преобразователь термоэлектрический ДТПL074-00.320/2,5",2035,2442,"4",704,9025900008,24]
["2023-06-07T16:16:40.813",54191,"ДТПL074-00.320/20",null,"Преобразователь термоэлектрический ДТПL074-00.320/20",7285,8742,"По запросу",1,9025900008,24]
["2023-06-07T16:16:40.813",38248,"ДТПL074-00.320/3",null,"Преобразователь термоэлектрический ДТПL074-00.320/3",2185,2622,"По запросу",1,9025900008,24]
["2023-06-07T16:16:40.813",9258,"ДТПL074-00.320/5",null,"Преобразователь термоэлектрический ДТПL074-00.320/5",2785,3342,"По запросу",1,9025900008,24]
["2023-06-07T16:16:40.813",31718,"ДТПL074-00.320/8",null,"Преобразователь термоэлектрический ДТПL074-00.320/8",3685,4422,"По запросу",1,9025900008,24]
["2023-06-07T16:16:40.813",10723,"ДТПL074-00.400/0,2",null,"Преобразователь термоэлектрический ДТПL074-00.400/0,2",1285,1542,"По запросу",1,9025900008,24]
["2023-06-07T16:16:40.813",35904,"ДТПL074-00.400/2",null,"Преобразователь термоэлектрический ДТПL074-00.400/2",1885,2262,"По запросу",1,9025900008,24]
["2023-06-07T16:16:40.813",31651,"ДТПL074-00.400/2,5",null,"Преобразователь термоэлектрический ДТПL074-00.400/2,5",2035,2442,"По запросу",1,9025900008,24]
["2023-06-07T16:16:40.813",87270,"ДТПL074-00.500/0,2",null,"Преобразователь термоэлектрический ДТПL074-00.500/0,2",1285,1542,"По запросу",1,9025900008,24]
["2023-06-07T16:16:40.813",18078,"ДТПL074-00.500/1,5",null,"Преобразователь термоэлектрический ДТПL074-00.500/1,5",1735,2082,"По запросу",1,9025900008,24]
["2023-06-07T16:16:40.813",8569,"ДТПL074-00.500/10",null,"Преобразователь термоэлектрический ДТПL074-00.500/10",4285,5142,"По запросу",1,9025900008,24]
["2023-06-07T16:16:40.813",30135,"ДТПL074-00.500/5",null,"Преобразователь термоэлектрический ДТПL074-00.500/5",2785,3342,"По запросу",1,9025900008,24]
["2023-06-07T16:16:40.813",44468,"ДТПL074-00.500/5К",null,"Преобразователь термоэлектрический ДТПL074-00.500/5К",2785,3342,"По запросу",1,9025900008,24]
["2023-06-07T16:16:40.813",96162,"ДТПL074-00.60/0,2.G3/4",null,"Преобразователь термоэлектрический ДТПL074-00.60/0,2.G3/4",1053,1263.5999999999999,"4",966,9025900008,24]
["2023-06-07T16:16:40.813",37654,"ДТПL074-00.60/0,3",null,"Преобразователь термоэлектрический ДТПL074-00.60/0,3",1005,1206,"По запросу",1,9025900008,24]
["2023-06-07T16:16:40.813",19269,"ДТПL074-00.60/1",null,"Преобразователь термоэлектрический ДТПL074-00.60/1",1215,1458,"4",966,9025900008,24]
["2023-06-07T16:16:40.813",8334,"ДТПL074-00.60/1,5",null,"Преобразователь термоэлектрический ДТПL074-00.60/1,5",1365,1638,"По запросу",1,9025900008,24]
["2023-06-07T16:16:40.813",15452,"ДТПL074-00.60/13",null,"Преобразователь термоэлектрический ДТПL074-00.60/13",4815,5778,"По запросу",1,9025900008,24]
["2023-06-07T16:16:40.813",8300,"ДТПL074-00.60/15",null,"Преобразователь термоэлектрический ДТПL074-00.60/15",5415,6498,"По запросу",1,9025900008,24]
["2023-06-07T16:16:40.813",46636,"ДТПL074-00.60/1К",null,"Преобразователь термоэлектрический ДТПL074-00.60/1К",1215,1458,"4",1,9025900008,24]
["2023-06-07T16:16:40.813",111511,"ДТПL074-00.60/1К.G1/2",null,"Преобразователь термоэлектрический ДТПL074-00.60/1К.G1/2",1353,1623.6,"По запросу",1,9025900008,24]
["2023-06-07T16:16:40.813",21008,"ДТПL074-00.60/2",null,"Преобразователь термоэлектрический ДТПL074-00.60/2",1515,1818,"По запросу",1,9025900008,24]
["2023-06-07T16:16:40.813",83751,"ДТПL074-00.60/2,5",null,"Преобразователь термоэлектрический ДТПL074-00.60/2,5",1665,1998,"4",775,9025900008,24]
["2023-06-07T16:16:40.813",8304,"ДТПL074-00.60/20",null,"Преобразователь термоэлектрический ДТПL074-00.60/20",6915,8298,"По запросу",1,9025900008,24]
["2023-06-07T16:16:40.813",7187,"ДТПL074-00.60/3",null,"Преобразователь термоэлектрический ДТПL074-00.60/3",1815,2178,"По запросу",1,9025900008,24]
["2023-06-07T16:16:40.813",11606,"ДТПL074-00.60/4",null,"Преобразователь термоэлектрический ДТПL074-00.60/4",2115,2538,"По запросу",1,9025900008,24]
["2023-06-07T16:16:40.813",16232,"ДТПL074-00.80/1",null,"Преобразователь термоэлектрический ДТПL074-00.80/1",1215,1458,"4",966,9025900008,24]
["2023-06-07T16:16:40.813",19902,"ДТПL074-00.80/1,5",null,"Преобразователь термоэлектрический ДТПL074-00.80/1,5",1365,1638,"4",966,9025900008,24]
["2023-06-07T16:16:40.813",35168,"ДТПL074-00.80/1,5К",null,"Преобразователь термоэлектрический ДТПL074-00.80/1,5К",1365,1638,"По запросу",1,9025900008,24]
["2023-06-07T16:16:40.813",129814,"ДТПL074-00.80/1К",null,"Преобразователь термоэлектрический ДТПL074-00.80/1К",1215,1458,"4",1,9025900008,24]
["2023-06-07T16:16:40.813",18964,"ДТПL074-00.80/2",null,"Преобразователь термоэлектрический ДТПL074-00.80/2",1515,1818,"4",952,9025900008,24]
["2023-06-07T16:16:40.813",57325,"ДТПL074-00.80/3",null,"Преобразователь термоэлектрический ДТПL074-00.80/3",1815,2178,"4",645,9025900008,24]
["2023-06-07T16:16:40.813",54554,"ДТПL074-00.80/3К",null,"Преобразователь термоэлектрический ДТПL074-00.80/3К",1815,2178,"По запросу",1,9025900008,24]
["2023-06-07T16:16:40.813",116805,"ДТПL074-01.100/1,5К",null,"Преобразователь термоэлектрический ДТПL074-01.100/1,5К",1440,1728,"4",1,9025900008,24]
["2023-06-07T16:16:40.813",38921,"ДТПL074-01.120/2",null,"Преобразователь термоэлектрический ДТПL074-01.120/2",1615,1938,"По запросу",1,9025900008,24]
["2023-06-07T16:16:40.813",35427,"ДТПL074-01.120/3",null,"Преобразователь термоэлектрический ДТПL074-01.120/3",1965,2358,"По запросу",1,9025900008,24]
["2023-06-07T16:16:40.813",15282,"ДТПL074-01.160/1,5",null,"Преобразователь термоэлектрический ДТПL074-01.160/1,5",1440,1728,"По запросу",1,9025900008,24]
["2023-06-07T16:16:40.813",133112,"ДТПL074-01.160/2",null,"Преобразователь термоэлектрический ДТПL074-01.160/2",1615,1938,"4",258,9025900008,24]
["2023-06-07T16:16:40.813",96130,"ДТПL074-01.200/2",null,"Преобразователь термоэлектрический ДТПL074-01.200/2",1615,1938,"4",253,9025900008,24]
["2023-06-07T16:16:40.813",96098,"ДТПL074-01.200/2К",null,"Преобразователь термоэлектрический ДТПL074-01.200/2К",1615,1938,"По запросу",1,9025900008,24]
["2023-06-07T16:16:40.813",78965,"ДТПL074-01.250/0,4",null,"Преобразователь термоэлектрический ДТПL074-01.250/0,4",1425,1710,"4",1,9025900008,24]
["2023-06-07T16:16:40.813",8086,"ДТПL074-01.250/0,5",null,"Преобразователь термоэлектрический ДТПL074-01.250/0,5",1460,1752,"По запросу",1,9025900008,24]
["2023-06-07T16:16:40.813",17085,"ДТПL074-01.250/10",null,"Преобразователь термоэлектрический ДТПL074-01.250/10",4785,5742,"По запросу",1,9025900008,24]
["2023-06-07T16:16:40.813",30503,"ДТПL074-01.250/2",null,"Преобразователь термоэлектрический ДТПL074-01.250/2",1985,2382,"4",248,9025900008,24]
["2023-06-07T16:16:40.813",104382,"ДТПL074-01.250/2К",null,"Преобразователь термоэлектрический ДТПL074-01.250/2К",1985,2382,"По запросу",1,9025900008,24]
["2023-06-07T16:16:40.813",21225,"ДТПL074-01.320/2К",null,"Преобразователь термоэлектрический ДТПL074-01.320/2К",1985,2382,"По запросу",1,9025900008,24]
["2023-06-07T16:16:40.813",38849,"ДТПL074-01.350/0,5",null,"Преобразователь термоэлектрический ДТПL074-01.350/0,5",1460,1752,"По запросу",1,9025900008,24]
["2023-06-07T16:16:40.813",135306,"ДТПL074-01.350/0,5.G1/2",null,"Преобразователь термоэлектрический ДТПL074-01.350/0,5.G1/2",1653,1983.6,"4",647,9025900008,24]
["2023-06-07T16:16:40.813",30504,"ДТПL074-01.400/2",null,"Преобразователь термоэлектрический ДТПL074-01.400/2",1985,2382,"По запросу",1,9025900008,24]
["2023-06-07T16:16:40.813",17884,"ДТПL074-01.400/5",null,"Преобразователь термоэлектрический ДТПL074-01.400/5",3035,3642,"По запросу",1,9025900008,24]
["2023-06-07T16:16:40.813",21226,"ДТПL074-01.500/10К",null,"Преобразователь термоэлектрический ДТПL074-01.500/10К",4785,5742,"По запросу",1,9025900008,24]
["2023-06-07T16:16:40.813",57767,"ДТПL074-01.500/2",null,"Преобразователь термоэлектрический ДТПL074-01.500/2",1985,2382,"По запросу",1,9025900008,24]
["2023-06-07T16:16:40.813",7866,"ДТПL074-01.500/2,5",null,"Преобразователь термоэлектрический ДТПL074-01.500/2,5",2160,2592,"По запросу",1,9025900008,24]
["2023-06-07T16:16:40.813",8058,"ДТПL074-01.500/4",null,"Преобразователь термоэлектрический ДТПL074-01.500/4",2685,3222,"По запросу",1,9025900008,24]
["2023-06-07T16:16:40.813",64165,"ДТПL074-01.60/1,5",null,"Преобразователь термоэлектрический ДТПL074-01.60/1,5",1440,1728,"По запросу",1,9025900008,24]
["2023-06-07T16:16:40.813",111512,"ДТПL074-01.60/1.G1/2",null,"Преобразователь термоэлектрический ДТПL074-01.60/1.G1/2",1403,1683.6,"По запросу",1,9025900008,24]
["2023-06-07T16:16:40.813",111486,"ДТПL074-01.60/1К.G1/2",null,"Преобразователь термоэлектрический ДТПL074-01.60/1К.G1/2",1403,1683.6,"4",1,9025900008,24]
["2023-06-07T16:16:40.813",129477,"ДТПL074-10.80/1,5",null,"Преобразователь термоэлектрический ДТПL074-10.80/1,5",1365,1638,"4",1000,9025900008,24]
["2023-06-07T16:16:40.813",62442,"ДТПL074-10.80/20К",null,"Преобразователь термоэлектрический ДТПL074-10.80/20К",6915,8298,"4",1,9025900008,24]
["2023-06-07T16:16:40.813",65273,"ДТПL074-10.80/5К",null,"Преобразователь термоэлектрический ДТПL074-10.80/5К",2415,2898,"4",1,9025900008,24]
["2023-06-07T16:16:40.813",43566,"ДТПL074-11.120/5",null,"Преобразователь термоэлектрический ДТПL074-11.120/5",2665,3198,"По запросу",1,9025900008,24]
["2023-06-07T16:16:40.813",7695,"ДТПL075-0100.100",null,"Преобразователь термоэлектрический ДТПL075-0100.100",1315,1578,"4",833,9025900008,24]
["2023-06-07T16:16:40.813",133128,"ДТПL075-0100.100.G1/2",null,"Преобразователь термоэлектрический ДТПL075-0100.100.G1/2",1513,1815.6,"4",280,9025900008,24]
["2023-06-07T16:16:40.813",40868,"ДТПL075-0100.100.G3/4",null,"Преобразователь термоэлектрический ДТПL075-0100.100.G3/4",1513,1815.6,"По запросу",1,9025900008,24]
["2023-06-07T16:16:40.813",8299,"ДТПL075-0100.1000",null,"Преобразователь термоэлектрический ДТПL075-0100.1000",2240,2688,"По запросу",1,9025900008,24]
["2023-06-07T16:16:40.813",8468,"ДТПL075-0100.120",null,"Преобразователь термоэлектрический ДТПL075-0100.120",1315,1578,"4",280,9025900008,24]
["2023-06-07T16:16:40.813",11349,"ДТПL075-0100.120.М22Х1,5",null,"Преобразователь термоэлектрический ДТПL075-0100.120.М22Х1,5",1513,1815.6,"По запросу",1,9025900008,24]
["2023-06-07T16:16:40.813",37688,"ДТПL075-0100.1200",null,"Преобразователь термоэлектрический ДТПL075-0100.1200",2240,2688,"По запросу",1,9025900008,24]
["2023-06-07T16:16:40.813",17325,"ДТПL075-0100.1250",null,"Преобразователь термоэлектрический ДТПL075-0100.1250",2240,2688,"По запросу",1,9025900008,24]
["2023-06-07T16:16:40.813",8953,"ДТПL075-0100.160",null,"Преобразователь термоэлектрический ДТПL075-0100.160",1315,1578,"4",280,9025900008,24]
["2023-06-07T16:16:40.813",10541,"ДТПL075-0100.1600",null,"Преобразователь термоэлектрический ДТПL075-0100.1600",3210,3852,"По запросу",1,9025900008,24]
["2023-06-07T16:16:40.813",44905,"ДТПL075-0100.180",null,"Преобразователь термоэлектрический ДТПL075-0100.180",1315,1578,"По запросу",1,9025900008,24]
["2023-06-07T16:16:40.813",7206,"ДТПL075-0100.200",null,"Преобразователь термоэлектрический ДТПL075-0100.200",1315,1578,"4",280,9025900008,24]
["2023-06-07T16:16:40.813",128497,"ДТПL075-0100.200.G1/2",null,"Преобразователь термоэлектрический ДТПL075-0100.200.G1/2",1513,1815.6,"4",280,9025900008,24]
["2023-06-07T16:16:40.813",37655,"ДТПL075-0100.2000",null,"Преобразователь термоэлектрический ДТПL075-0100.2000",3210,3852,"По запросу",1,9025900008,24]
["2023-06-07T16:16:40.813",8416,"ДТПL075-0100.250",null,"Преобразователь термоэлектрический ДТПL075-0100.250",1490,1788,"4",280,9025900008,24]
["2023-06-07T16:16:40.813",124635,"ДТПL075-0100.250.G1/2",null,"Преобразователь термоэлектрический ДТПL075-0100.250.G1/2",1714,2056.8000000000002,"4",280,9025900008,24]
["2023-06-07T16:16:40.813",11352,"ДТПL075-0100.250.М22Х1,5",null,"Преобразователь термоэлектрический ДТПL075-0100.250.М22Х1,5",1714,2056.8000000000002,"По запросу",1,9025900008,24]
["2023-06-07T16:16:40.813",7363,"ДТПL075-0100.320",null,"Преобразователь термоэлектрический ДТПL075-0100.320",1490,1788,"4",280,9025900008,24]
["2023-06-07T16:16:40.813",31383,"ДТПL075-0100.360",null,"Преобразователь термоэлектрический ДТПL075-0100.360",1490,1788,"По запросу",1,9025900008,24]
["2023-06-07T16:16:40.813",7364,"ДТПL075-0100.400",null,"Преобразователь термоэлектрический ДТПL075-0100.400",1490,1788,"4",280,9025900008,24]
["2023-06-07T16:16:40.813",8404,"ДТПL075-0100.500",null,"Преобразователь термоэлектрический ДТПL075-0100.500",1490,1788,"4",280,9025900008,24]
["2023-06-07T16:16:40.813",18567,"ДТПL075-0100.60",null,"Преобразователь термоэлектрический ДТПL075-0100.60",1315,1578,"4",280,9025900008,24]
["2023-06-07T16:16:40.813",40543,"ДТПL075-0100.600",null,"Преобразователь термоэлектрический ДТПL075-0100.600",1815,2178,"4",1,9025900008,24]
["2023-06-07T16:16:40.813",7696,"ДТПL075-0100.630",null,"Преобразователь термоэлектрический ДТПL075-0100.630",1815,2178,"4",280,9025900008,24]
["2023-06-07T16:16:40.813",7365,"ДТПL075-0100.80",null,"Преобразователь термоэлектрический ДТПL075-0100.80",1315,1578,"4",280,9025900008,24]
["2023-06-07T16:16:40.813",11348,"ДТПL075-0100.80.М22Х1,5",null,"Преобразователь термоэлектрический ДТПL075-0100.80.М22Х1,5",1513,1815.6,"По запросу",1,9025900008,24]
["2023-06-07T16:16:40.813",7862,"ДТПL075-0100.800",null,"Преобразователь термоэлектрический ДТПL075-0100.800",1815,2178,"4",280,9025900008,24]
["2023-06-07T16:16:40.813",38465,"ДТПL075-0110.100",null,"Преобразователь термоэлектрический ДТПL075-0110.100",2465,2958,"4",396,9025900008,24]
["2023-06-07T16:16:40.813",30243,"ДТПL075-0110.120",null,"Преобразователь термоэлектрический ДТПL075-0110.120",2465,2958,"По запросу",1,9025900008,24]
["2023-06-07T16:16:40.813",19899,"ДТПL075-0110.160",null,"Преобразователь термоэлектрический ДТПL075-0110.160",2465,2958,"4",305,9025900008,24]
["2023-06-07T16:16:40.813",48307,"ДТПL075-0110.180",null,"Преобразователь термоэлектрический ДТПL075-0110.180",2465,2958,"4",283,9025900008,24]
["2023-06-07T16:16:40.813",20256,"ДТПL075-0110.200",null,"Преобразователь термоэлектрический ДТПL075-0110.200",2465,2958,"4",264,9025900008,24]
["2023-06-07T16:16:40.813",80926,"ДТПL075-0110.2000",null,"Преобразователь термоэлектрический ДТПL075-0110.2000",4415,5298,"4",87,9025900008,24]
["2023-06-07T16:16:40.813",30262,"ДТПL075-0110.250",null,"Преобразователь термоэлектрический ДТПL075-0110.250",2785,3342,"4",226,9025900008,24]
["2023-06-07T16:16:40.813",16370,"ДТПL075-0110.320",null,"Преобразователь термоэлектрический ДТПL075-0110.320",2785,3342,"4",189,9025900008,24]
["2023-06-07T16:16:40.813",16515,"ДТПL075-0110.400",null,"Преобразователь термоэлектрический ДТПL075-0110.400",2785,3342,"По запросу",1,9025900008,24]
["2023-06-07T16:16:40.813",76968,"ДТПL075-0110.500",null,"Преобразователь термоэлектрический ДТПL075-0110.500",2785,3342,"4",304,9025900008,24]
["2023-06-07T16:16:40.813",37096,"ДТПL075-0110.60",null,"Преобразователь термоэлектрический ДТПL075-0110.60",2465,2958,"4",495,9025900008,24]
["2023-06-07T16:16:40.813",19900,"ДТПL075-0110.80",null,"Преобразователь термоэлектрический ДТПL075-0110.80",2465,2958,"По запросу",1,9025900008,24]
["2023-06-07T16:16:40.813",30140,"ДТПL075-0110.80.G1/2",null,"Преобразователь термоэлектрический ДТПL075-0110.80.G1/2",2835,3402,"По запросу",1,9025900008,24]
["2023-06-07T16:16:40.813",30713,"ДТПL075-0110.800",null,"Преобразователь термоэлектрический ДТПL075-0110.800",3120,3744,"4",203,9025900008,24]
["2023-06-07T16:16:40.813",30797,"ДТПL075-0200.100",null,"Преобразователь термоэлектрический ДТПL075-0200.100",1575,1890,"По запросу",1,9025900008,24]
["2023-06-07T16:16:40.813",43651,"ДТПL075-0200.320",null,"Преобразователь термоэлектрический ДТПL075-0200.320",1800,2160,"По запросу",1,9025900008,24]
["2023-06-07T16:16:40.813",117107,"ДТПL075-0200.400",null,"Преобразователь термоэлектрический ДТПL075-0200.400",1800,2160,"4",280,9025900008,24]
["2023-06-07T16:16:40.813",42748,"ДТПL075-0200.500",null,"Преобразователь термоэлектрический ДТПL075-0200.500",1800,2160,"По запросу",1,9025900008,24]
["2023-06-07T16:16:40.813",104263,"ДТПL075-071Т.250",null,"Преобразователь термоэлектрический ДТПL075-071Т.250",4605,5526,"6",23,9025900008,24]
["2023-06-07T16:16:40.813",8634,"ДТПL085-0100.120",null,"Преобразователь термоэлектрический ДТПL085-0100.120",1315,1578,"По запросу",1,9025900008,24]
["2023-06-07T16:16:40.813",7694,"ДТПL085-0100.500",null,"Преобразователь термоэлектрический ДТПL085-0100.500",1490,1788,"По запросу",1,9025900008,24]
["2023-06-07T16:16:40.813",47194,"ДТПL094-00.100/1,6",null,"Преобразователь термоэлектрический ДТПL094-00.100/1,6",1030,1236,"По запросу",1,9025900008,24]
["2023-06-07T16:16:40.813",35465,"ДТПL094-00.120/1К",null,"Преобразователь термоэлектрический ДТПL094-00.120/1К",850,1020,"4",1,9025900008,24]
["2023-06-07T16:16:40.813",16534,"ДТПL094-00.160/5",null,"Преобразователь термоэлектрический ДТПL094-00.160/5",2050,2460,"4",386,9025900008,24]
["2023-06-07T16:16:40.813",125002,"ДТПL094-00.200/15К",null,"Преобразователь термоэлектрический ДТПL094-00.200/15К",5050,6060,"По запросу",1,9025900008,24]
["2023-06-07T16:16:40.813",19474,"ДТПL094-00.320/1",null,"Преобразователь термоэлектрический ДТПL094-00.320/1",1040,1248,"4",966,9025900008,24]
["2023-06-07T16:16:40.813",7503,"ДТПL094-00.60/0,2",null,"Преобразователь термоэлектрический ДТПL094-00.60/0,2",550,660,"4",966,9025900008,24]
["2023-06-07T16:16:40.813",38275,"ДТПL094-00.60/5К",null,"Преобразователь термоэлектрический ДТПL094-00.60/5К",2050,2460,"По запросу",1,9025900008,24]
["2023-06-07T16:16:40.813",35126,"ДТПL094-00.80/0,2К",null,"Преобразователь термоэлектрический ДТПL094-00.80/0,2К",550,660,"4",1,9025900008,24]
["2023-06-07T16:16:40.813",101068,"ДТПL094-00.80/5К",null,"Преобразователь термоэлектрический ДТПL094-00.80/5К",2050,2460,"4",1,9025900008,24]
["2023-06-07T16:16:40.813",18627,"ДТПL094-01.60/0,5",null,"Преобразователь термоэлектрический ДТПL094-01.60/0,5",725,870,"По запросу",1,9025900008,24]
["2023-06-07T16:16:40.813",70493,"ДТПL094-10.120/0,5",null,"Преобразователь термоэлектрический ДТПL094-10.120/0,5",700,840,"По запросу",1,9025900008,24]
["2023-06-07T16:16:40.813",41233,"ДТПL094Э-01.80/2",null,"Преобразователь термоэлектрический ДТПL094Э-01.80/2",1250,1500,"По запросу",1,9025900008,24]
["2023-06-07T16:16:40.813",17564,"ДТПL095-1100.200",null,"Преобразователь термоэлектрический ДТПL095-1100.200",1315,1578,"По запросу",1,9025900008,24]
["2023-06-07T16:16:40.813",107200,"ДТПL104-00.100/2",null,"Преобразователь термоэлектрический ДТПL104-00.100/2",1150,1380,"4",943,9025900008,24]
["2023-06-07T16:16:40.813",52713,"ДТПL104-00.120/8",null,"Преобразователь термоэлектрический ДТПL104-00.120/8",2950,3540,"По запросу",1,9025900008,24]
["2023-06-07T16:16:40.813",41231,"ДТПL104-00.320/1,5",null,"Преобразователь термоэлектрический ДТПL104-00.320/1,5",1190,1428,"4",966,9025900008,24]
["2023-06-07T16:16:40.813",60550,"ДТПL104-00.60/4",null,"Преобразователь термоэлектрический ДТПL104-00.60/4",1750,2100,"По запросу",1,9025900008,24]
["2023-06-07T16:16:40.813",31923,"ДТПL104-00.80/5",null,"Преобразователь термоэлектрический ДТПL104-00.80/5",2050,2460,"4",392,9025900008,24]
["2023-06-07T16:16:40.813",40613,"ДТПL105-0100.180",null,"Преобразователь термоэлектрический ДТПL105-0100.180",1315,1578,"4",280,9025900008,24]
["2023-06-07T16:16:40.813",90926,"ДТПL105-0110.140",null,"Преобразователь термоэлектрический ДТПL105-0110.140",2465,2958,"4",495,9025900008,24]
["2023-06-07T16:16:40.813",19320,"ДТПL105-0110.400",null,"Преобразователь термоэлектрический ДТПL105-0110.400",2785,3342,"4",189,9025900008,24]
["2023-06-07T16:16:40.813",45053,"ДТПL105Л-0100.320",null,"Преобразователь термоэлектрический ДТПL105Л-0100.320",1490,1788,"По запросу",1,9025900008,24]
["2023-06-07T16:16:40.813",37342,"ДТПL114-00.200/1",null,"Преобразователь термоэлектрический ДТПL114-00.200/1",850,1020,"4",966,9025900008,24]
["2023-06-07T16:16:40.813",20753,"ДТПL114-00.500/1,5",null,"Преобразователь термоэлектрический ДТПL114-00.500/1,5",1190,1428,"По запросу",1,9025900008,24]
["2023-06-07T16:16:40.813",21640,"ДТПL114-00.630/1",null,"Преобразователь термоэлектрический ДТПL114-00.630/1",1575,1890,"По запросу",1,9025900008,24]
["2023-06-07T16:16:40.813",48556,"ДТПL114Э2-00.60/2К",null,"Преобразователь термоэлектрический ДТПL114Э2-00.60/2К",1150,1380,"По запросу",1,9025900008,24]
["2023-06-07T16:16:40.813",6835,"ДТПL124-00.10/1,5К",null,"Преобразователь термоэлектрический ДТПL124-00.10/1,5К",1365,1638,"4",1,9025900008,24]
["2023-06-07T16:16:40.813",8453,"ДТПL124-00.10/4,5К",null,"Преобразователь термоэлектрический ДТПL124-00.10/4,5К",2265,2718,"По запросу",1,9025900008,24]
["2023-06-07T16:16:40.813",15256,"ДТПL124-00.100/0,5",null,"Преобразователь термоэлектрический ДТПL124-00.100/0,5",1065,1278,"По запросу",1,9025900008,24]
["2023-06-07T16:16:40.813",9402,"ДТПL124-00.120/6К",null,"Преобразователь термоэлектрический ДТПL124-00.120/6К",2715,3258,"По запросу",1,9025900008,24]
["2023-06-07T16:16:40.813",63837,"ДТПL124-00.150/4К",null,"Преобразователь термоэлектрический ДТПL124-00.150/4К",2115,2538,"4",1,9025900008,24]
["2023-06-07T16:16:40.813",119614,"ДТПL124-00.160/5",null,"Преобразователь термоэлектрический ДТПL124-00.160/5",2415,2898,"4",300,9025900008,24]
["2023-06-07T16:16:40.813",46355,"ДТПL124-00.200/2",null,"Преобразователь термоэлектрический ДТПL124-00.200/2",1515,1818,"4",300,9025900008,24]
["2023-06-07T16:16:40.813",17702,"ДТПL124-00.32/1,5",null,"Преобразователь термоэлектрический ДТПL124-00.32/1,5",1365,1638,"4",300,9025900008,24]
["2023-06-07T16:16:40.813",10805,"ДТПL124-00.32/3",null,"Преобразователь термоэлектрический ДТПL124-00.32/3",1815,2178,"4",300,9025900008,24]
["2023-06-07T16:16:40.813",7966,"ДТПL124-00.32/8К",null,"Преобразователь термоэлектрический ДТПL124-00.32/8К",3315,3978,"4",1,9025900008,24]
["2023-06-07T16:16:40.813",52304,"ДТПL124-00.40/6",null,"Преобразователь термоэлектрический ДТПL124-00.40/6",2715,3258,"По запросу",1,9025900008,24]
["2023-06-07T16:16:40.813",62450,"ДТПL124-00.500/3,5",null,"Преобразователь термоэлектрический ДТПL124-00.500/3,5",2335,2802,"По запросу",1,9025900008,24]
["2023-06-07T16:16:40.813",8688,"ДТПL124-00.60/2,5",null,"Преобразователь термоэлектрический ДТПL124-00.60/2,5",1665,1998,"4",300,9025900008,24]
["2023-06-07T16:16:40.813",15690,"ДТПL124-00.80/4,5К",null,"Преобразователь термоэлектрический ДТПL124-00.80/4,5К",2265,2718,"По запросу",1,9025900008,24]
["2023-06-07T16:16:40.813",108256,"ДТПL124-01.10/2,5",null,"Преобразователь термоэлектрический ДТПL124-01.10/2,5",1790,2148,"4",41,9025900008,24]
["2023-06-07T16:16:40.813",48087,"ДТПL124-10.120/1,5",null,"Преобразователь термоэлектрический ДТПL124-10.120/1,5",1365,1638,"По запросу",1,9025900008,24]
["2023-06-07T16:16:40.813",52133,"ДТПL124-10.40/1,5",null,"Преобразователь термоэлектрический ДТПL124-10.40/1,5",1365,1638,"4",300,9025900008,24]
["2023-06-07T16:16:40.813",15977,"ДТПL124Э-00.10/2К.М12Х1",null,"Преобразователь термоэлектрический ДТПL124Э-00.10/2К.М12Х1",1653,1983.6,"По запросу",1,9025900008,24]
["2023-06-07T16:16:40.813",70227,"ДТПL125-0710.1000",null,"Преобразователь термоэлектрический ДТПL125-0710.1000",6625,7950,"6",43,9025900008,60]
["2023-06-07T16:16:40.813",70150,"ДТПL125-1710.500",null,"Преобразователь термоэлектрический ДТПL125-1710.500",3900,4680,"По запросу",1,9025900008,60]
["2023-06-07T16:16:40.813",62654,"ДТПL134-00.200/1,2",null,"Преобразователь термоэлектрический ДТПL134-00.200/1,2",1275,1530,"По запросу",1,9025900008,24]
["2023-06-07T16:16:40.813",105387,"ДТПL134-00.40/0,2",null,"Преобразователь термоэлектрический ДТПL134-00.40/0,2",915,1098,"4",600,9025900008,24]
["2023-06-07T16:16:40.813",11727,"ДТПL134-00.85/3К",null,"Преобразователь термоэлектрический ДТПL134-00.85/3К",1815,2178,"4",1,9025900008,24]
["2023-06-07T16:16:40.813",16169,"ДТПL144-00.120/1,5",null,"Преобразователь термоэлектрический ДТПL144-00.120/1,5",1365,1638,"По запросу",1,9025900008,24]
["2023-06-07T16:16:40.813",47122,"ДТПL144-00.32/5",null,"Преобразователь термоэлектрический ДТПL144-00.32/5",2415,2898,"По запросу",1,9025900008,24]
["2023-06-07T16:16:40.813",39374,"ДТПL154-00.60/3",null,"Преобразователь термоэлектрический ДТПL154-00.60/3",1815,2178,"4",600,9025900008,24]
["2023-06-07T16:16:40.813",42045,"ДТПL185-0100.160",null,"Преобразователь термоэлектрический ДТПL185-0100.160",1315,1578,"4",280,9025900008,24]
["2023-06-07T16:16:40.813",35915,"ДТПL185-0100.250",null,"Преобразователь термоэлектрический ДТПL185-0100.250",1490,1788,"4",280,9025900008,24]
["2023-06-07T16:16:40.813",30255,"ДТПL194-00.200/1,5",null,"Преобразователь термоэлектрический ДТПL194-00.200/1,5",1365,1638,"4",300,9025900008,24]
["2023-06-07T16:16:40.813",45703,"ДТПL195-0100.200",null,"Преобразователь термоэлектрический ДТПL195-0100.200",1315,1578,"По запросу",1,9025900008,24]
["2023-06-07T16:16:40.813",105366,"ДТПL204-11.40/2,5",null,"Преобразователь термоэлектрический ДТПL204-11.40/2,5",1790,2148,"4",75,9025900008,24]
["2023-06-07T16:16:40.813",72247,"ДТПL215-0100.120",null,"Преобразователь термоэлектрический ДТПL215-0100.120",1315,1578,"4",280,9025900008,24]
["2023-06-07T16:16:40.813",47448,"ДТПL265-0100.630",null,"Преобразователь термоэлектрический ДТПL265-0100.630",1815,2178,"4",280,9025900008,24]
["2023-06-07T16:16:40.813",81439,"ДТПL265-0110.800",null,"Преобразователь термоэлектрический ДТПL265-0110.800",3120,3744,"По запросу",1,9025900008,24]
["2023-06-07T16:16:40.813",73837,"ДТПL275-1700.100",null,"Преобразователь термоэлектрический ДТПL275-1700.100",3295,3954,"По запросу",1,9025900008,60]
["2023-06-07T16:16:40.813",76689,"ДТПL285-0700.250",null,"Преобразователь термоэлектрический ДТПL285-0700.250",3545,4254,"6",106,9025900008,60]
["2023-06-07T16:16:40.813",90429,"ДТПL285-0710.60",null,"Преобразователь термоэлектрический ДТПL285-0710.60",4180,5016,"6",115,9025900008,60]
["2023-06-07T16:16:40.813",106087,"ДТПL295-0710.850",null,"Преобразователь термоэлектрический ДТПL295-0710.850",4985,5982,"6",44,9025900008,60]
["2023-06-07T16:16:40.813",130774,"ДТПL344-07.130/0,2К",null,"Преобразователь термоэлектрический ДТПL344-07.130/0,2К",1770,2124,"6",1,9025900008,24]
["2023-06-07T16:16:40.813",100778,"ДТПL344-07.180/2,0К",null,"Преобразователь термоэлектрический ДТПL344-07.180/2,0К",2620,3144,"6",1,9025900008,60]
["2023-06-07T16:16:40.813",93359,"ДТПL344-07.6000/0,4К",null,"Преобразователь термоэлектрический ДТПL344-07.6000/0,4К",10922,13106.4,"По запросу",1,9025900008,60]
["2023-06-07T16:16:40.813",96218,"ДТПL344-07.80/3,2К",null,"Преобразователь термоэлектрический ДТПL344-07.80/3,2К",3130,3756,"6",1,9025900008,60]
["2023-06-07T16:16:40.813",115520,"ДТПL365-0710.120",null,"Преобразователь термоэлектрический ДТПL365-0710.120",10385,12462,"6",176,9025900008,60]
["2023-06-07T16:16:40.813",97462,"ДТПL454-05.60/1,0К",null,"Преобразователь термоэлектрический ДТПL454-05.60/1,0К",2195,2634,"6",1,9025900008,60]
["2023-06-07T16:16:40.813",129670,"ДТПL554-00.39/2П",null,"Преобразователь термоэлектрический ДТПL554-00.39/2П",1615,1938,"4",41,9025900008,24]
["2023-06-07T16:16:40.813",124569,"ДТПL564-00.58/1,5П",null,"Преобразователь термоэлектрический ДТПL564-00.58/1,5П",1440,1728,"4",24,9025900008,24]
["2023-06-07T16:16:40.813",115298,"ДТПL724-07.10/3,0К",null,"Преобразователь термоэлектрический ДТПL724-07.10/3,0К",4185,5022,"6",1,9025900008,24]
["2023-06-07T16:16:40.813",90485,"2ДТПL045Л-0210.400.ЕХI-Т4",null,"Преобразователь термоэлектрический 2ДТПL045Л-0210.400.ЕХI-Т4",7480,8976,"4",1,9025900008,24]
["2023-06-07T16:16:40.813",75860,"ДТПL024-10.30/12.ЕХI-Т6",null,"Преобразователь термоэлектрический ДТПL024-10.30/12.ЕХI-Т6",4700,5640,"По запросу",1,9025900008,24]
["2023-06-07T16:16:40.813",98580,"ДТПL034-00.25/15.ЕХI-Т5",null,"Преобразователь термоэлектрический ДТПL034-00.25/15.ЕХI-Т5",5600,6720,"По запросу",1,9025900008,0]
["2023-06-07T16:16:40.813",130468,"ДТПL035-0110.60.ЕХI-Т5",null,"Преобразователь термоэлектрический ДТПL035-0110.60.ЕХI-Т5",4930,5916,"4",396,9025900008,24]
["2023-06-07T16:16:40.813",129270,"ДТПL045Л-0110.630.ЕХI-Т2",null,"Преобразователь термоэлектрический ДТПL045Л-0110.630.ЕХI-Т2",6240,7488,"По запросу",1,9025900008,24]
["2023-06-07T16:16:40.813",75886,"ДТПL064-00.120/12.ЕХI-Т3",null,"Преобразователь термоэлектрический ДТПL064-00.120/12.ЕХI-Т3",5430,6516,"По запросу",1,9025900008,24]
["2023-06-07T16:16:40.813",88124,"ДТПL075-0100.630.ЕХI-Т1",null,"Преобразователь термоэлектрический ДТПL075-0100.630.ЕХI-Т1",3630,4356,"4",280,9025900008,24]
["2023-06-07T16:16:40.813",82509,"ДТПL265-0100.80.М20Х1,5.ЕХI-Т4",null,"Преобразователь термоэлектрический ДТПL265-0100.80.М20Х1,5.ЕХI-Т4",3025,3630,"4",280,9025900008,24]
["2023-06-07T16:16:40.813",124669,"ДТПL285-0710.2400.ЕХI-Т3",null,"Преобразователь термоэлектрический ДТПL285-0710.2400.ЕХI-Т3",13077,15692.4,"6",18,9025900008,24]
["2023-06-07T16:16:40.813",86081,"ДТПL365-1700.500.ЕХI-Т6",null,"Преобразователь термоэлектрический ДТПL365-1700.500.ЕХI-Т6",18740,22488,"6",73,9025900008,60]
["2023-06-07T16:16:40.813",134357,"ДТПN045-191Т.500.1",null,"Преобразователь термоэлектрический ДТПN045-191Т.500.1",5280,6336,"6",12,9025900008,24]
["2023-06-07T16:16:40.813",97705,"ДТПN071-09.250/0.1",null,"Преобразователь термоэлектрический ДТПN071-09.250/0.1",4050,4860,"По запросу",1,9025900008,24]
["2023-06-07T16:16:40.813",108441,"ДТПN091-09.60/0.1",null,"Преобразователь термоэлектрический ДТПN091-09.60/0.1",4050,4860,"6",108,9025900008,24]
["2023-06-07T16:16:40.813",103714,"ДТПN125-0915.630.1",null,"Преобразователь термоэлектрический ДТПN125-0915.630.1",10535,12642,"6",32,9025900008,24]
["2023-06-07T16:16:40.813",87199,"ДТПN145-0919.1000.1",null,"Преобразователь термоэлектрический ДТПN145-0919.1000.1",18485,22182,"6",5,9025900008,24]
["2023-06-07T16:16:40.813",85378,"ДТПN145-0919.800.1",null,"Преобразователь термоэлектрический ДТПN145-0919.800.1",17550,21060,"6",6,9025900008,24]
["2023-06-07T16:16:40.813",84403,"ДТПN165-0919.500.1",null,"Преобразователь термоэлектрический ДТПN165-0919.500.1",15280,18336,"6",11,9025900008,24]
["2023-06-07T16:16:40.813",121285,"ДТПN275-0918.5000.1",null,"Преобразователь термоэлектрический ДТПN275-0918.5000.1",33470,40164,"6",25,9025198009,24]
["2023-06-07T16:16:40.813",112842,"ДТПN275-0918.9000.1",null,"Преобразователь термоэлектрический ДТПN275-0918.9000.1",51704,62044.800000000003,"По запросу",1,9025900008,24]
["2023-06-07T16:16:40.813",126377,"ДТПN284-09.320/0.1",null,"Преобразователь термоэлектрический ДТПN284-09.320/0.1",6735,8082,"По запросу",1,9025900008,24]
["2023-06-07T16:16:40.813",90105,"ДТПN285-0918.4000.1",null,"Преобразователь термоэлектрический ДТПN285-0918.4000.1",30132,36158.400000000001,"По запросу",1,9025900008,24]
["2023-06-07T16:16:40.813",108286,"ДТПN295-0918.1250.1",null,"Преобразователь термоэлектрический ДТПN295-0918.1250.1",16080,19296,"6",88,9025900008,24]
["2023-06-07T16:16:40.813",97043,"ДТПN365-0918.260.1",null,"Преобразователь термоэлектрический ДТПN365-0918.260.1",11140,13368,"6",314,9025900008,24]
["2023-06-07T16:16:40.813",88211,"ДТПN365-0918.600.1",null,"Преобразователь термоэлектрический ДТПN365-0918.600.1",14850,17820,"6",170,9025900008,24]
["2023-06-07T16:16:40.813",103488,"ДТПN444-09.120/3,0C.1",null,"Преобразователь термоэлектрический ДТПN444-09.120/3,0C.1",4995,5994,"45",22,9025900008,24]
["2023-06-07T16:16:40.813",132617,"ДТПN444-09.1400/2,0К.1",null,"Преобразователь термоэлектрический ДТПN444-09.1400/2,0К.1",13244,15892.8,"6",48,9025900008,24]
["2023-06-07T16:16:40.813",126446,"ДТПN444-09.170/0,2С.1",null,"Преобразователь термоэлектрический ДТПN444-09.170/0,2С.1",3375,4050,"45",240,9025900008,24]
["2023-06-07T16:16:40.813",110830,"ДТПN444-09.200/2,5С.1",null,"Преобразователь термоэлектрический ДТПN444-09.200/2,5С.1",4725,5670,"45",26,9025900008,24]
["2023-06-07T16:16:40.813",66567,"ДТПN444-09.300/2,5С.1",null,"Преобразователь термоэлектрический ДТПN444-09.300/2,5С.1",7425,8910,"По запросу",1,9025900008,24]
["2023-06-07T16:16:40.813",124433,"ДТПN444-09.3200/6,0С.1",null,"Преобразователь термоэлектрический ДТПN444-09.3200/6,0С.1",23609,28330.799999999999,"45",11,9025198009,24]
["2023-06-07T16:16:40.813",80999,"ДТПN444-09.390/0,2С.1",null,"Преобразователь термоэлектрический ДТПN444-09.390/0,2С.1",6075,7290,"45",240,9025900008,24]
["2023-06-07T16:16:40.813",113012,"ДТПN444-09.60/10,0С.1",null,"Преобразователь термоэлектрический ДТПN444-09.60/10,0С.1",8775,10530,"45",7,9025900008,24]
["2023-06-07T16:16:40.813",84202,"ДТПN444-09.70/1,0С.1",null,"Преобразователь термоэлектрический ДТПN444-09.70/1,0С.1",3915,4698,"45",65,9025900008,24]
["2023-06-07T16:16:40.813",132575,"ДТПN444-09.80/0,4С.1",null,"Преобразователь термоэлектрический ДТПN444-09.80/0,4С.1",3591,4309.2,"45",156,9025900008,24]
["2023-06-07T16:16:40.813",103067,"ДТПN444-19.60/8,0С.1",null,"Преобразователь термоэлектрический ДТПN444-19.60/8,0С.1",7695,9234,"45",8,9025900008,24]
["2023-06-07T16:16:40.813",131423,"2ДТПК015Л-1110.100",null,"Преобразователь термоэлектрический 2ДТПК015Л-1110.100",2560,3072,"4",49,9025900008,24]
["2023-06-07T16:16:40.813",12944,"2ДТПК025Л-0100.500",null,"Преобразователь термоэлектрический 2ДТПК025Л-0100.500",1315,1578,"4",526,9025900008,24]
["2023-06-07T16:16:40.813",111177,"2ДТПК055Л-0100.320",null,"Преобразователь термоэлектрический 2ДТПК055Л-0100.320",1960,2352,"4",588,9025900008,24]
["2023-06-07T16:16:40.813",63256,"2ДТПК085Л-0111.500",null,"Преобразователь термоэлектрический 2ДТПК085Л-0111.500",4920,5904,"4",9,9025900008,24]
["2023-06-07T16:16:40.813",62835,"2ДТПК105Л-1000.200",null,"Преобразователь термоэлектрический 2ДТПК105Л-1000.200",1735,2082,"По запросу",1,9025900008,24]
["2023-06-07T16:16:40.813",117340,"2ДТПК125-0915.1500.1",null,"Преобразователь термоэлектрический 2ДТПК125-0915.1500.1",18895,22674,"6",7,9025900008,24]
["2023-06-07T16:16:40.813",107262,"2ДТПК165-0919.800.1",null,"Преобразователь термоэлектрический 2ДТПК165-0919.800.1",12375,14850,"6",1,9025900008,24]
["2023-06-07T16:16:40.813",132212,"ДТПК011-0,3/1","М01","Преобразователь термоэлектрический ДТПК011-0,3/1",515,618,"4",1,9025900008,24]
["2023-06-07T16:16:40.813",9176,"ДТПК011-0,5/2",null,"Преобразователь термоэлектрический ДТПК011-0,5/2",815,978,"4",1000,9025900008,24]
["2023-06-07T16:16:40.813",8865,"ДТПК011-0,5/30",null,"Преобразователь термоэлектрический ДТПК011-0,5/30",9215,11058,"По запросу",1,9025900008,0]
["2023-06-07T16:16:40.813",19777,"ДТПК011-0,7/8",null,"Преобразователь термоэлектрический ДТПК011-0,7/8",3015,3618,"4",117,9025900008,24]
["2023-06-07T16:16:40.813",98550,"ДТПК014-00.25/0,6",null,"Преобразователь термоэлектрический ДТПК014-00.25/0,6",730,876,"4",966,9025900008,0]
["2023-06-07T16:16:40.813",98543,"ДТПК014-00.25/1,6",null,"Преобразователь термоэлектрический ДТПК014-00.25/1,6",1030,1236,"4",966,9025900008,0]
["2023-06-07T16:16:40.813",98508,"ДТПК014-00.25/8",null,"Преобразователь термоэлектрический ДТПК014-00.25/8",2950,3540,"4",290,9025900008,0]
["2023-06-07T16:16:40.813",98408,"ДТПК014ЭНЖ-00.30/5",null,"Преобразователь термоэлектрический ДТПК014ЭНЖ-00.30/5",2050,2460,"4",1,9025900008,0]
["2023-06-07T16:16:40.813",98391,"ДТПК014ЭНЖ-00.60/5",null,"Преобразователь термоэлектрический ДТПК014ЭНЖ-00.60/5",2050,2460,"4",1,9025900008,0]
["2023-06-07T16:16:40.813",18485,"ДТПК015-0100.800",null,"Преобразователь термоэлектрический ДТПК015-0100.800",1315,1578,"4",280,9025900008,24]
["2023-06-07T16:16:40.813",46901,"ДТПК015-0110.600",null,"Преобразователь термоэлектрический ДТПК015-0110.600",2700,3240,"4",294,9025900008,24]
["2023-06-07T16:16:40.813",64139,"ДТПК015-1100.320",null,"Преобразователь термоэлектрический ДТПК015-1100.320",1210,1452,"4",280,9025900008,24]
["2023-06-07T16:16:40.813",66010,"ДТПК015-1110.500",null,"Преобразователь термоэлектрический ДТПК015-1110.500",2380,2856,"По запросу",1,9025900008,24]
["2023-06-07T16:16:40.813",103890,"ДТПК021-0,5/1,25",null,"Преобразователь термоэлектрический ДТПК021-0,5/1,25",1980,2376,"4",145,9025900008,24]
["2023-06-07T16:16:40.813",55455,"ДТПК021-0,5/3,5",null,"Преобразователь термоэлектрический ДТПК021-0,5/3,5",4535,5442,"4",52,9025900008,24]
["2023-06-07T16:16:40.813",94657,"ДТПК021-0,7/25",null,"Преобразователь термоэлектрический ДТПК021-0,7/25",32190,38628,"4",7,9025900008,24]
["2023-06-07T16:16:40.813",58511,"ДТПК021-1,2/0,55",null,"Преобразователь термоэлектрический ДТПК021-1,2/0,55",1325,1590,"4",201,9025900008,24]
["2023-06-07T16:16:40.813",10787,"ДТПК021-1,2/16",null,"Преобразователь термоэлектрический ДТПК021-1,2/16",23050,27660,"4",40,9025900008,24]
["2023-06-07T16:16:40.813",31254,"ДТПК021-1,2/6,5",null,"Преобразователь термоэлектрический ДТПК021-1,2/6,5",9695,11634,"По запросу",1,9025900008,24]
["2023-06-07T16:16:40.813",30899,"ДТПК024-00.30/0,5",null,"Преобразователь термоэлектрический ДТПК024-00.30/0,5",700,840,"4",966,9025900008,24]
["2023-06-07T16:16:40.813",66658,"ДТПК024-00.30/2,5",null,"Преобразователь термоэлектрический ДТПК024-00.30/2,5",1300,1560,"4",919,9025900008,24]
["2023-06-07T16:16:40.813",55655,"ДТПК024-10.30/2",null,"Преобразователь термоэлектрический ДТПК024-10.30/2",1150,1380,"4",1000,9025900008,24]
["2023-06-07T16:16:40.813",17656,"ДТПК025-0100.630",null,"Преобразователь термоэлектрический ДТПК025-0100.630",1315,1578,"4",280,9025900008,24]
["2023-06-07T16:16:40.813",55867,"ДТПК025-0111.550",null,"Преобразователь термоэлектрический ДТПК025-0111.550",4695,5634,"По запросу",1,9025900008,24]
["2023-06-07T16:16:40.813",9639,"ДТПК025-0200.600",null,"Преобразователь термоэлектрический ДТПК025-0200.600",1575,1890,"По запросу",1,9025900008,24]
["2023-06-07T16:16:40.813",104253,"ДТПК025-091Т.1000.1",null,"Преобразователь термоэлектрический ДТПК025-091Т.1000.1        ",5280,6336,"6",1,9025900008,24]
["2023-06-07T16:16:40.813",19552,"ДТПК025-1111.200",null,"Преобразователь термоэлектрический ДТПК025-1111.200",4180,5016,"4",286,9025900008,24]
["2023-06-07T16:16:40.813",66124,"ДТПК025-1111.600",null,"Преобразователь термоэлектрический ДТПК025-1111.600",4695,5634,"По запросу",1,9025900008,24]
["2023-06-07T16:16:40.813",96619,"ДТПК025Л-0211.1000",null,"Преобразователь термоэлектрический ДТПК025Л-0211.1000",6075,7290,"По запросу",1,9025900008,24]
["2023-06-07T16:16:40.813",45285,"ДТПК031-0,5/0,05/2",null,"Преобразователь термоэлектрический ДТПК031-0,5/0,05/2",1212,1454.4,"По запросу",1,9025900008,24]
["2023-06-07T16:16:40.813",108060,"ДТПК031-0,5/0,12/4",null,"Преобразователь термоэлектрический ДТПК031-0,5/0,12/4",1892,2270.4,"4",145,9025900008,24]
["2023-06-07T16:16:40.813",126240,"ДТПК031-0,5/0,27/1,5",null,"Преобразователь термоэлектрический ДТПК031-0,5/0,27/1,5",1313,1575.6,"По запросу",1,9025900008,24]
["2023-06-07T16:16:40.813",92369,"ДТПК031-0,5/0,5/20",null,"Преобразователь термоэлектрический ДТПК031-0,5/0,5/20",7125,8550,"По запросу",1,9025900008,24]
["2023-06-07T16:16:40.813",32260,"ДТПК031-0,5/2/2",null,"Преобразователь термоэлектрический ДТПК031-0,5/2/2",3435,4122,"По запросу",1,9025900008,24]
["2023-06-07T16:16:40.813",57574,"ДТПК031-0,7/0,12/3",null,"Преобразователь термоэлектрический ДТПК031-0,7/0,12/3",1758,2109.6,"По запросу",1,9025900008,24]
["2023-06-07T16:16:40.813",39834,"ДТПК031-0,7/0,2/0,5",null,"Преобразователь термоэлектрический ДТПК031-0,7/0,2/0,5",984,1180.8,"4",145,9025900008,24]
["2023-06-07T16:16:40.813",17896,"ДТПК031-0,7/0,25/10",null,"Преобразователь термоэлектрический ДТПК031-0,7/0,25/10",4373,5247.6,"По запросу",1,9025900008,24]
["2023-06-07T16:16:40.813",116453,"ДТПК031-0,7/0,5/10",null,"Преобразователь термоэлектрический ДТПК031-0,7/0,5/10",4690,5628,"По запросу",1,9025900008,24]
["2023-06-07T16:16:40.813",91851,"ДТПК031-1,2/0,05/1,4",null,"Преобразователь термоэлектрический ДТПК031-1,2/0,05/1,4",1256,1507.2,"4",145,9025900008,24]
["2023-06-07T16:16:40.813",21914,"ДТПК031-1,2/0,12/1",null,"Преобразователь термоэлектрический ДТПК031-1,2/0,12/1",1175,1410,"4",145,9025900008,24]
["2023-06-07T16:16:40.813",54788,"ДТПК031-1,2/0,3/0,5",null,"Преобразователь термоэлектрический ДТПК031-1,2/0,3/0,5",1203,1443.6,"По запросу",1,9025900008,24]
["2023-06-07T16:16:40.813",35101,"ДТПК031-1,2/0,4/1,5",null,"Преобразователь термоэлектрический ДТПК031-1,2/0,4/1,5",1794,2152.8000000000002,"4",145,9025900008,24]
["2023-06-07T16:16:40.813",86526,"ДТПК031-1,2/0,8/4",null,"Преобразователь термоэлектрический ДТПК031-1,2/0,8/4",3483,4179.6000000000004,"4",145,9025900008,24]
["2023-06-07T16:16:40.813",83901,"ДТПК031Э-0,7/0,4/2",null,"Преобразователь термоэлектрический ДТПК031Э-0,7/0,4/2",1763,2115.6,"4",4,9025900008,24]
["2023-06-07T16:16:40.813",99694,"ДТПК034-00.25/15",null,"Преобразователь термоэлектрический ДТПК034-00.25/15",5050,6060,"4",155,9025900008,24]
["2023-06-07T16:16:40.813",98460,"ДТПК034-10.25/4",null,"Преобразователь термоэлектрический ДТПК034-10.25/4",1750,2100,"По запросу",1,9025900008,0]
["2023-06-07T16:16:40.813",18679,"ДТПК035-0100.320",null,"Преобразователь термоэлектрический ДТПК035-0100.320",1490,1788,"4",280,9025900008,24]
["2023-06-07T16:16:40.813",19301,"ДТПК035-0110.320",null,"Преобразователь термоэлектрический ДТПК035-0110.320",2785,3342,"4",172,9025900008,24]
["2023-06-07T16:16:40.813",35134,"ДТПК035-1100.80",null,"Преобразователь термоэлектрический ДТПК035-1100.80",1315,1578,"По запросу",1,9025900008,24]
["2023-06-07T16:16:40.813",62295,"ДТПК035-1110.630",null,"Преобразователь термоэлектрический ДТПК035-1110.630",3120,3744,"По запросу",1,9025900008,24]
["2023-06-07T16:16:40.813",112451,"ДТПК035Э-0000.500",null,"Преобразователь термоэлектрический ДТПК035Э-0000.500",1490,1788,"4",280,9025900008,24]
["2023-06-07T16:16:40.813",131481,"ДТПК041-07.3600/0.1",null,"Преобразователь термоэлектрический ДТПК041-07.3600/0.1",4537,5444.4,"6",1,9025900008,24]
["2023-06-07T16:16:40.813",15020,"ДТПК044-00.35/1",null,"Преобразователь термоэлектрический ДТПК044-00.35/1",850,1020,"По запросу",1,9025900008,24]
["2023-06-07T16:16:40.813",112375,"ДТПК045-0000.320",null,"Преобразователь термоэлектрический ДТПК045-0000.320",1490,1788,"4",280,9025900008,24]
["2023-06-07T16:16:40.813",19922,"ДТПК045-0100.60",null,"Преобразователь термоэлектрический ДТПК045-0100.60",1315,1578,"4",280,9025900008,24]
["2023-06-07T16:16:40.813",17793,"ДТПК045-0110.400",null,"Преобразователь термоэлектрический ДТПК045-0110.400",2785,3342,"4",147,9025900008,24]
["2023-06-07T16:16:40.813",19304,"ДТПК045-0111.1250",null,"Преобразователь термоэлектрический ДТПК045-0111.1250",5250,6300,"4",45,9025900008,24]
["2023-06-07T16:16:40.813",17220,"ДТПК045-0210.100",null,"Преобразователь термоэлектрический ДТПК045-0210.100",2970,3564,"По запросу",1,9025900008,24]
["2023-06-07T16:16:40.813",74060,"ДТПК045-0211.290",null,"Преобразователь термоэлектрический ДТПК045-0211.290",5415,6498,"4",1,9025900008,24]
["2023-06-07T16:16:40.813",16849,"ДТПК045-0211.800",null,"Преобразователь термоэлектрический ДТПК045-0211.800",5925,7110,"4",38,9025900008,24]
["2023-06-07T16:16:40.813",92185,"ДТПК045-1111.400",null,"Преобразователь термоэлектрический ДТПК045-1111.400",4515,5418,"4",115,9025900008,24]
["2023-06-07T16:16:40.813",112346,"ДТПК045Л-0000.2000",null,"Преобразователь термоэлектрический ДТПК045Л-0000.2000",3210,3852,"По запросу",1,9025900008,24]
["2023-06-07T16:16:40.813",55516,"ДТПК045Л-0100.250",null,"Преобразователь термоэлектрический ДТПК045Л-0100.250",1490,1788,"4",833,9025900008,24]
["2023-06-07T16:16:40.813",40844,"ДТПК045Л-0111.2000",null,"Преобразователь термоэлектрический ДТПК045Л-0111.2000",5345,6414,"По запросу",1,9025900008,24]
["2023-06-07T16:16:40.813",80307,"ДТПК051-09.320/0.1",null,"Преобразователь термоэлектрический ДТПК051-09.320/0.1",1985,2382,"6",966,9025900008,24]
["2023-06-07T16:16:40.813",110962,"ДТПК054-00.100/2.М12Х1,5",null,"Преобразователь термоэлектрический ДТПК054-00.100/2.М12Х1,5",1653,1983.6,"По запросу",1,9025900008,24]
["2023-06-07T16:16:40.813",44222,"ДТПК054-00.120/2,5",null,"Преобразователь термоэлектрический ДТПК054-00.120/2,5",1665,1998,"4",884,9025900008,24]
["2023-06-07T16:16:40.813",21696,"ДТПК054-00.200/2",null,"Преобразователь термоэлектрический ДТПК054-00.200/2",1515,1818,"4",966,9025900008,24]
["2023-06-07T16:16:40.813",31702,"ДТПК054-00.300/2",null,"Преобразователь термоэлектрический ДТПК054-00.300/2",1885,2262,"4",966,9025900008,24]
["2023-06-07T16:16:40.813",31273,"ДТПК054-00.500/1,5",null,"Преобразователь термоэлектрический ДТПК054-00.500/1,5",1735,2082,"4",966,9025900008,24]
["2023-06-07T16:16:40.813",10454,"ДТПК054-00.80/1,5",null,"Преобразователь термоэлектрический ДТПК054-00.80/1,5",1365,1638,"4",966,9025900008,24]
["2023-06-07T16:16:40.813",52122,"ДТПК054-01.120/4",null,"Преобразователь термоэлектрический ДТПК054-01.120/4",2315,2778,"По запросу",1,9025900008,24]
["2023-06-07T16:16:40.813",8802,"ДТПК054-01.500/5",null,"Преобразователь термоэлектрический ДТПК054-01.500/5",3035,3642,"По запросу",1,9025900008,24]
["2023-06-07T16:16:40.813",92722,"ДТПК054-10.250/1",null,"Преобразователь термоэлектрический ДТПК054-10.250/1",1585,1902,"4",1000,9025900008,24]
["2023-06-07T16:16:40.813",112333,"ДТПК055-0000.160",null,"Преобразователь термоэлектрический ДТПК055-0000.160",1315,1578,"По запросу",1,9025900008,24]
["2023-06-07T16:16:40.813",70700,"ДТПК055-0110.600",null,"Преобразователь термоэлектрический ДТПК055-0110.600",3120,3744,"4",261,9025900008,24]
["2023-06-07T16:16:40.813",127069,"ДТПК055-1100.2000",null,"Преобразователь термоэлектрический ДТПК055-1100.2000",3210,3852,"По запросу",1,9025900008,24]
["2023-06-07T16:16:40.813",36645,"ДТПК064-00.100/4К.G1/2",null,"Преобразователь термоэлектрический ДТПК064-00.100/4К.G1/2",2253,2703.6,"По запросу",1,9025900008,24]
["2023-06-07T16:16:40.813",78891,"ДТПК064-00.180/1,5",null,"Преобразователь термоэлектрический ДТПК064-00.180/1,5",1365,1638,"4",1,9025900008,24]
["2023-06-07T16:16:40.813",11811,"ДТПК064-00.250/6",null,"Преобразователь термоэлектрический ДТПК064-00.250/6",3085,3702,"По запросу",1,9025900008,24]
["2023-06-07T16:16:40.813",91863,"ДТПК064-00.400/2.G1/2",null,"Преобразователь термоэлектрический ДТПК064-00.400/2.G1/2",2078,2493.6,"4",566,9025900008,24]
["2023-06-07T16:16:40.813",65546,"ДТПК064-00.60/20",null,"Преобразователь термоэлектрический ДТПК064-00.60/20",6915,8298,"4",116,9025900008,24]
["2023-06-07T16:16:40.813",106157,"ДТПК064-00.800/2",null,"Преобразователь термоэлектрический ДТПК064-00.800/2",2390,2868,"По запросу",1,9025900008,24]
["2023-06-07T16:16:40.813",41888,"ДТПК064-10.120/0,2",null,"Преобразователь термоэлектрический ДТПК064-10.120/0,2",915,1098,"По запросу",1,9025900008,24]
["2023-06-07T16:16:40.813",112306,"ДТПК065-0000.400",null,"Преобразователь термоэлектрический ДТПК065-0000.400",1490,1788,"По запросу",1,9025900008,24]
["2023-06-07T16:16:40.813",36617,"ДТПК065-0110.120",null,"Преобразователь термоэлектрический ДТПК065-0110.120",2465,2958,"4",360,9025900008,24]
["2023-06-07T16:16:40.813",21550,"ДТПК065-0110.80",null,"Преобразователь термоэлектрический ДТПК065-0110.80",2465,2958,"4",440,9025900008,24]
["2023-06-07T16:16:40.813",38511,"ДТПК065-1100.630",null,"Преобразователь термоэлектрический ДТПК065-1100.630",1815,2178,"4",280,9025900008,24]
["2023-06-07T16:16:40.813",17679,"ДТПК074-00.160/10",null,"Преобразователь термоэлектрический ДТПК074-00.160/10",3915,4698,"По запросу",1,9025900008,24]
["2023-06-07T16:16:40.813",38265,"ДТПК074-00.320/3К",null,"Преобразователь термоэлектрический ДТПК074-00.320/3К",2185,2622,"По запросу",1,9025900008,24]
["2023-06-07T16:16:40.813",54814,"ДТПК074-00.800/0,2",null,"Преобразователь термоэлектрический ДТПК074-00.800/0,2",1790,2148,"По запросу",1,9025900008,24]
["2023-06-07T16:16:40.813",84119,"ДТПК075-0100.1250",null,"Преобразователь термоэлектрический ДТПК075-0100.1250",2240,2688,"4",280,9025900008,24]
["2023-06-07T16:16:40.813",60756,"ДТПК075-0110.1000",null,"Преобразователь термоэлектрический ДТПК075-0110.1000",3630,4356,"4",166,9025900008,24]
["2023-06-07T16:16:40.813",30615,"ДТПК075-0110.630",null,"Преобразователь термоэлектрический ДТПК075-0110.630",3120,3744,"4",250,9025900008,24]
["2023-06-07T16:16:40.813",88002,"ДТПК075-0200.250",null,"Преобразователь термоэлектрический ДТПК075-0200.250",1800,2160,"4",80,9025900008,24]
["2023-06-07T16:16:40.813",45542,"ДТПК075-0211.80",null,"Преобразователь термоэлектрический ДТПК075-0211.80",5305,6366,"По запросу",1,9025900008,24]
["2023-06-07T16:16:40.813",98060,"ДТПК075-1100.630",null,"Преобразователь термоэлектрический ДТПК075-1100.630",1815,2178,"4",280,9025900008,24]
["2023-06-07T16:16:40.813",59353,"ДТПК075Л-0100.200",null,"Преобразователь термоэлектрический ДТПК075Л-0100.200",1315,1578,"4",833,9025900008,24]
["2023-06-07T16:16:40.813",96966,"ДТПК081-09.310/0.1",null,"Преобразователь термоэлектрический ДТПК081-09.310/0.1",2320,2784,"6",108,9025900008,24]
["2023-06-07T16:16:40.813",94437,"ДТПК084-00.60/2",null,"Преобразователь термоэлектрический ДТПК084-00.60/2",1515,1818,"4",966,9025900008,24]
["2023-06-07T16:16:40.813",21172,"ДТПК085-0110.160",null,"Преобразователь термоэлектрический ДТПК085-0110.160",2465,2958,"По запросу",1,9025900008,24]
["2023-06-07T16:16:40.813",17652,"ДТПК085-0111.1000",null,"Преобразователь термоэлектрический ДТПК085-0111.1000",5250,6300,"По запросу",1,9025900008,24]
["2023-06-07T16:16:40.813",117084,"ДТПК091-09.1200/0.1",null,"Преобразователь термоэлектрический ДТПК091-09.1200/0.1",3165,3798,"6",108,9025900008,24]
["2023-06-07T16:16:40.813",49924,"ДТПК094-00.100/2,5",null,"Преобразователь термоэлектрический ДТПК094-00.100/2,5",1300,1560,"По запросу",1,9025900008,24]
["2023-06-07T16:16:40.813",77650,"ДТПК094-00.120/3К",null,"Преобразователь термоэлектрический ДТПК094-00.120/3К",1450,1740,"4",1,9025900008,24]
["2023-06-07T16:16:40.813",60623,"ДТПК094-00.180/7К",null,"Преобразователь термоэлектрический ДТПК094-00.180/7К",2650,3180,"4",1,9025900008,24]
["2023-06-07T16:16:40.813",82374,"ДТПК094-00.400/0,3",null,"Преобразователь термоэлектрический ДТПК094-00.400/0,3",830,996,"По запросу",1,9025900008,24]
["2023-06-07T16:16:40.813",44943,"ДТПК094-00.60/0,7",null,"Преобразователь термоэлектрический ДТПК094-00.60/0,7",760,912,"По запросу",1,9025900008,24]
["2023-06-07T16:16:40.813",124467,"ДТПК094-00.80/9К",null,"Преобразователь термоэлектрический ДТПК094-00.80/9К",3250,3900,"4",1,9025900008,24]
["2023-06-07T16:16:40.813",60321,"ДТПК094-01.120/1",null,"Преобразователь термоэлектрический ДТПК094-01.120/1",1010,1212,"По запросу",1,9025900008,24]
["2023-06-07T16:16:40.813",17599,"ДТПК094-01.60/1,5",null,"Преобразователь термоэлектрический ДТПК094-01.60/1,5",1075,1290,"4",41,9025900008,24]
["2023-06-07T16:16:40.813",106538,"ДТПК094-10.60/2",null,"Преобразователь термоэлектрический ДТПК094-10.60/2",1150,1380,"4",1000,9025900008,24]
["2023-06-07T16:16:40.813",40501,"ДТПК095-0100.800",null,"Преобразователь термоэлектрический ДТПК095-0100.800",1815,2178,"4",280,9025900008,24]
["2023-06-07T16:16:40.813",8806,"ДТПК095-0200.160",null,"Преобразователь термоэлектрический ДТПК095-0200.160",1575,1890,"По запросу",1,9025900008,24]
["2023-06-07T16:16:40.813",46495,"ДТПК095Л-0110.400",null,"Преобразователь термоэлектрический ДТПК095Л-0110.400",2785,3342,"По запросу",1,9025900008,24]
["2023-06-07T16:16:40.813",31464,"ДТПК104-00.120/2",null,"Преобразователь термоэлектрический ДТПК104-00.120/2",1150,1380,"4",966,9025900008,24]
["2023-06-07T16:16:40.813",54162,"ДТПК104-00.200/0,5",null,"Преобразователь термоэлектрический ДТПК104-00.200/0,5",700,840,"По запросу",1,9025900008,24]
["2023-06-07T16:16:40.813",90017,"ДТПК104-00.320/1,5",null,"Преобразователь термоэлектрический ДТПК104-00.320/1,5",1190,1428,"4",966,9025900008,24]
["2023-06-07T16:16:40.813",46896,"ДТПК104-01.800/15",null,"Преобразователь термоэлектрический ДТПК104-01.800/15",6525,7830,"По запросу",1,9025900008,24]
["2023-06-07T16:16:40.813",31817,"ДТПК104-10.60/9",null,"Преобразователь термоэлектрический ДТПК104-10.60/9",3250,3900,"По запросу",1,9025900008,24]
["2023-06-07T16:16:40.813",112181,"ДТПК105-0000.900",null,"Преобразователь термоэлектрический ДТПК105-0000.900",2240,2688,"По запросу",1,9025900008,24]
["2023-06-07T16:16:40.813",31484,"ДТПК105-0110.100",null,"Преобразователь термоэлектрический ДТПК105-0110.100",2465,2958,"4",660,9025900008,24]
["2023-06-07T16:16:40.813",9630,"ДТПК105-0200.200",null,"Преобразователь термоэлектрический ДТПК105-0200.200",1575,1890,"4",80,9025900008,24]
["2023-06-07T16:16:40.813",59748,"ДТПК105-1100.400",null,"Преобразователь термоэлектрический ДТПК105-1100.400",1490,1788,"4",280,9025900008,24]
["2023-06-07T16:16:40.813",40752,"ДТПК114-00.160/2",null,"Преобразователь термоэлектрический ДТПК114-00.160/2",1150,1380,"По запросу",1,9025900008,24]
["2023-06-07T16:16:40.813",48656,"ДТПК114-00.160/7",null,"Преобразователь термоэлектрический ДТПК114-00.160/7",2650,3180,"По запросу",1,9025900008,24]
["2023-06-07T16:16:40.813",17869,"ДТПК114-00.800/0,2",null,"Преобразователь термоэлектрический ДТПК114-00.800/0,2",1275,1530,"4",966,9025900008,24]
["2023-06-07T16:16:40.813",73371,"ДТПК115-0910.500/400.1",null,"Преобразователь термоэлектрический ДТПК115-0910.500/400.1",6625,7950,"6",9,9025900008,24]
["2023-06-07T16:16:40.813",135729,"ДТПК115-0914.350/600.1",null,"Преобразователь термоэлектрический ДТПК115-0914.350/600.1",18175,21810,"6",119,9025900008,24]
["2023-06-07T16:16:40.813",74768,"ДТПК124-00.10/2,5",null,"Преобразователь термоэлектрический ДТПК124-00.10/2,5",1665,1998,"4",300,9025900008,24]
["2023-06-07T16:16:40.813",19009,"ДТПК124-00.100/2",null,"Преобразователь термоэлектрический ДТПК124-00.100/2",1515,1818,"По запросу",1,9025900008,24]
["2023-06-07T16:16:40.813",44810,"ДТПК124-00.160/10",null,"Преобразователь термоэлектрический ДТПК124-00.160/10",3915,4698,"По запросу",1,9025900008,24]
["2023-06-07T16:16:40.813",30986,"ДТПК124-00.32/2К",null,"Преобразователь термоэлектрический ДТПК124-00.32/2К",1515,1818,"4",1,9025900008,24]
["2023-06-07T16:16:40.813",17089,"ДТПК124-00.40/1,5К",null,"Преобразователь термоэлектрический ДТПК124-00.40/1,5К",1365,1638,"4",1,9025900008,24]
["2023-06-07T16:16:40.813",10098,"ДТПК124-00.60/0,2",null,"Преобразователь термоэлектрический ДТПК124-00.60/0,2",915,1098,"4",300,9025900008,24]
["2023-06-07T16:16:40.813",106529,"ДТПК124-01.100/1",null,"Преобразователь термоэлектрический ДТПК124-01.100/1",1265,1518,"По запросу",1,9025900008,24]
["2023-06-07T16:16:40.813",64607,"ДТПК124-10.320/3,5К",null,"Преобразователь термоэлектрический ДТПК124-10.320/3,5К",2335,2802,"По запросу",1,9025900008,24]
["2023-06-07T16:16:40.813",61874,"ДТПК125-0912.1000.1",null,"Преобразователь термоэлектрический ДТПК125-0912.1000.1",7015,8418,"6",60,9025900008,24]
["2023-06-07T16:16:40.813",59322,"ДТПК125-0914.1000.1",null,"Преобразователь термоэлектрический ДТПК125-0914.1000.1",18175,21810,"6",113,9025900008,24]
["2023-06-07T16:16:40.813",104205,"ДТПК125-091Т.800.1",null,"Преобразователь термоэлектрический ДТПК125-091Т.800.1",5915,7098,"По запросу",1,9025900008,24]
["2023-06-07T16:16:40.813",104845,"ДТПК125-1915.500.1",null,"Преобразователь термоэлектрический ДТПК125-1915.500.1",7860,9432,"6",90,9025900008,24]
["2023-06-07T16:16:40.813",30768,"ДТПК134-00.120/4",null,"Преобразователь термоэлектрический ДТПК134-00.120/4",2115,2538,"4",553,9025900008,24]
["2023-06-07T16:16:40.813",63369,"ДТПК134-00.320/2,5",null,"Преобразователь термоэлектрический ДТПК134-00.320/2,5",2035,2442,"По запросу",1,9025900008,24]
["2023-06-07T16:16:40.813",62331,"ДТПК135-0910.400.1",null,"Преобразователь термоэлектрический ДТПК135-0910.400.1",4285,5142,"6",14,9025900008,24]
["2023-06-07T16:16:40.813",64934,"ДТПК135-0912.630.1",null,"Преобразователь термоэлектрический ДТПК135-0912.630.1",6045,7254,"6",80,9025900008,24]
["2023-06-07T16:16:40.813",104198,"ДТПК135-091Т.320.1",null,"Преобразователь термоэлектрический ДТПК135-091Т.320.1",4485,5382,"6",1,9025900008,24]
["2023-06-07T16:16:40.813",62716,"ДТПК144-00.320/2К",null,"Преобразователь термоэлектрический ДТПК144-00.320/2К",1885,2262,"4",1,9025900008,24]
["2023-06-07T16:16:40.813",76841,"ДТПК145-1919.500.1",null,"Преобразователь термоэлектрический ДТПК145-1919.500.1",7110,8532,"6",13,9025900008,24]
["2023-06-07T16:16:40.813",76267,"ДТПК155-0919.1600.1",null,"Преобразователь термоэлектрический ДТПК155-0919.1600.1",20535,24642,"6",1,9025900008,24]
["2023-06-07T16:16:40.813",77182,"ДТПК165-0919.400.1",null,"Преобразователь термоэлектрический ДТПК165-0919.400.1",9850,11820,"6",11,9025900008,24]
["2023-06-07T16:16:40.813",55838,"ДТПК184-07.100/0,2К",null,"Преобразователь термоэлектрический ДТПК184-07.100/0,2К",5090,6108,"6",1,9025900008,24]
["2023-06-07T16:16:40.813",66440,"ДТПК184-07.320/0,2С.1",null,"Преобразователь термоэлектрический ДТПК184-07.320/0,2С.1",6115,7338,"По запросу",1,9025900008,24]
["2023-06-07T16:16:40.813",41931,"ДТПК185-0100.500",null,"Преобразователь термоэлектрический ДТПК185-0100.500",1490,1788,"По запросу",1,9025900008,24]
["2023-06-07T16:16:40.813",62256,"ДТПК194-00.100/3",null,"Преобразователь термоэлектрический ДТПК194-00.100/3",1815,2178,"По запросу",1,9025900008,24]
["2023-06-07T16:16:40.813",53423,"ДТПК194-00.200/12К",null,"Преобразователь термоэлектрический ДТПК194-00.200/12К",4515,5418,"По запросу",1,9025900008,24]
["2023-06-07T16:16:40.813",49474,"ДТПК194-00.80/0,2",null,"Преобразователь термоэлектрический ДТПК194-00.80/0,2",915,1098,"По запросу",1,9025900008,24]
["2023-06-07T16:16:40.813",107205,"ДТПК204-00.40/4",null,"Преобразователь термоэлектрический ДТПК204-00.40/4",2115,2538,"4",75,9025900008,24]
["2023-06-07T16:16:40.813",61067,"ДТПК204-10.65/2",null,"Преобразователь термоэлектрический ДТПК204-10.65/2",1515,1818,"По запросу",1,9025900008,24]
["2023-06-07T16:16:40.813",57430,"ДТПК205-0110.120",null,"Преобразователь термоэлектрический ДТПК205-0110.120",2465,2958,"По запросу",1,9025900008,24]
["2023-06-07T16:16:40.813",82192,"ДТПК225-0914.1000.1",null,"Преобразователь термоэлектрический ДТПК225-0914.1000.1",10720,12864,"6",222,9025900008,24]
["2023-06-07T16:16:40.813",86209,"ДТПК234-09.10/2,0К.1",null,"Преобразователь термоэлектрический ДТПК234-09.10/2,0К.1",3170,3804,"45",10,9025900008,24]
["2023-06-07T16:16:40.813",124910,"ДТПК234-09.20/1,5К.1",null,"Преобразователь термоэлектрический ДТПК234-09.20/1,5К.1",2958,3549.6,"45",10,9025900008,24]
["2023-06-07T16:16:40.813",96045,"ДТПК234-09.40/2,0С.1",null,"Преобразователь термоэлектрический ДТПК234-09.40/2,0С.1",3170,3804,"6",10,9025900008,24]
["2023-06-07T16:16:40.813",91967,"ДТПК254-07.60/60/5,0С.1",null,"Преобразователь термоэлектрический ДТПК254-07.60/60/5,0С.1",4110,4932,"6",1,9025900008,24]
["2023-06-07T16:16:40.813",88782,"ДТПК254-07.80/60/10,0К.1",null,"Преобразователь термоэлектрический ДТПК254-07.80/60/10,0К.1",6235,7482,"45",1,9025900008,24]
["2023-06-07T16:16:40.813",112127,"ДТПК265-0000.800.М20Х1,5",null,"Преобразователь термоэлектрический ДТПК265-0000.800.М20Х1,5",2088,2505.6,"По запросу",1,9025900008,24]
["2023-06-07T16:16:40.813",112126,"ДТПК265-1000.100",null,"Преобразователь термоэлектрический ДТПК265-1000.100",1315,1578,"По запросу",1,9025900008,24]
["2023-06-07T16:16:40.813",70882,"ДТПК275-0707.400.1",null,"Преобразователь термоэлектрический ДТПК275-0707.400.1",2790,3348,"6",59,9025900008,24]
["2023-06-07T16:16:40.813",88524,"ДТПК275-0717.180.1",null,"Преобразователь термоэлектрический ДТПК275-0717.180.1",2960,3552,"6",59,9025900008,24]
["2023-06-07T16:16:40.813",115716,"ДТПК275-0905.1000.1",null,"Преобразователь термоэлектрический ДТПК275-0905.1000.1",4050,4860,"6",60,9025900008,24]
["2023-06-07T16:16:40.813",63794,"ДТПК275-0915.700.1",null,"Преобразователь термоэлектрический ДТПК275-0915.700.1",4480,5376,"6",60,9025900008,24]
["2023-06-07T16:16:40.813",93576,"ДТПК275-0917.2500.1",null,"Преобразователь термоэлектрический ДТПК275-0917.2500.1",6674,8008.8,"6",4,9025900008,24]
["2023-06-07T16:16:40.813",125788,"ДТПК284-09.18000/0.1",null,"Преобразователь термоэлектрический ДТПК284-09.18000/0.1",27202,32642.400000000001,"6",8,9025900008,24]
["2023-06-07T16:16:40.813",86720,"ДТПК285-0706.250.1",null,"Преобразователь термоэлектрический ДТПК285-0706.250.1",2870,3444,"6",11,9025900008,24]
["2023-06-07T16:16:40.813",65227,"ДТПК285-0717.1000.1",null,"Преобразователь термоэлектрический ДТПК285-0717.1000.1",4985,5982,"6",1,9025900008,24]
["2023-06-07T16:16:40.813",115416,"ДТПК285-0906.2700.1",null,"Преобразователь термоэлектрический ДТПК285-0906.2700.1",6269,7522.8,"6",2,9025900008,24]
["2023-06-07T16:16:40.813",103019,"ДТПК285-0917.200.1",null,"Преобразователь термоэлектрический ДТПК285-0917.200.1",4180,5016,"6",24,9025900008,24]
["2023-06-07T16:16:40.813",112613,"ДТПК285М-0717.100.1,0.И","7","Преобразователь термоэлектрический (-40...+600 С) ДТПК285М-0717.100.1,0.И",8520,10224,"6",134,9025192000,24]
["2023-06-07T16:16:40.813",66303,"ДТПК295-0915.800.1",null,"Преобразователь термоэлектрический ДТПК295-0915.800.1",4725,5670,"6",115,9025900008,24]
["2023-06-07T16:16:40.813",110529,"ДТПК334-06.100/3,0С.1",null,"Преобразователь термоэлектрический ДТПК334-06.100/3,0С.1",3045,3654,"6",103,9025900008,24]
["2023-06-07T16:16:40.813",82089,"ДТПК334-06.2000/0,2К.1",null,"Преобразователь термоэлектрический ДТПК334-06.2000/0,2К.1",5352,6422.4,"45",11,9025900008,24]
["2023-06-07T16:16:40.813",107917,"ДТПК334-06.3000/3,0С.1",null,"Преобразователь термоэлектрический ДТПК334-06.3000/3,0С.1",7977,9572.4,"6",8,9025900008,24]
["2023-06-07T16:16:40.813",118280,"ДТПК334-06.400/5,0С.1",null,"Преобразователь термоэлектрический ДТПК334-06.400/5,0С.1",4645,5574,"6",1,9025900008,24]
["2023-06-07T16:16:40.813",84408,"ДТПК334-06.60/5,0К.1",null,"Преобразователь термоэлектрический ДТПК334-06.60/5,0К.1",3895,4674,"45",83,9025900008,24]
["2023-06-07T16:16:40.813",91185,"ДТПК344-07.100/0,2К.1",null,"Преобразователь термоэлектрический ДТПК344-07.100/0,2К.1",1770,2124,"45",60,9025900008,24]
["2023-06-07T16:16:40.813",108481,"ДТПК344-07.1000/0,2К.1",null,"Преобразователь термоэлектрический ДТПК344-07.1000/0,2К.1",3535,4242,"45",60,9025900008,24]
["2023-06-07T16:16:40.813",87963,"ДТПК344-07.110/1,0С.1",null,"Преобразователь термоэлектрический ДТПК344-07.110/1,0С.1",2195,2634,"6",60,9025900008,24]
["2023-06-07T16:16:40.813",95974,"ДТПК344-07.15000/1,0С.1",null,"Преобразователь термоэлектрический  ДТПК344-07.15000/1,0С.1",23327,27992.400000000001,"По запросу",1,9025900008,24]
["2023-06-07T16:16:40.813",68714,"ДТПК344-07.2000/1,5С.1",null,"Преобразователь термоэлектрический ДТПК344-07.2000/1,5С.1",5990,7188,"6",38,9025900008,24]
["2023-06-07T16:16:40.813",100319,"ДТПК344-07.300/3,0С.1",null,"Преобразователь термоэлектрический  ДТПК344-07.300/3,0С.1",3795,4554,"6",60,9025900008,24]
["2023-06-07T16:16:40.813",119105,"ДТПК344-07.50/2,0К.1",null,"Преобразователь термоэлектрический ДТПК344-07.50/2,0К.1",2620,3144,"45",60,9025900008,24]
["2023-06-07T16:16:40.813",126055,"ДТПК344-07.500/5,0С.1",null,"Преобразователь термоэлектрический ДТПК344-07.500/5,0С.1",4645,5574,"6",1,9025900008,24]
["2023-06-07T16:16:40.813",96388,"ДТПК344-07.70/1,4С.1",null,"Преобразователь термоэлектрический ДТПК344-07.70/1,4С.1",2365,2838,"6",60,9025900008,24]
["2023-06-07T16:16:40.813",95887,"ДТПК344-07.700/1,0С.1",null,"Преобразователь термоэлектрический  ДТПК344-07.700/1,0С.1",3960,4752,"По запросу",1,9025900008,24]
["2023-06-07T16:16:40.813",96801,"ДТПК344-17.320/0,2К.1",null,"Преобразователь термоэлектрический  ДТПК344-17.320/0,2К.1",2520,3024,"45",60,9025900008,24]
["2023-06-07T16:16:40.813",108279,"ДТПК364-05.2000/0.1",null,"Преобразователь термоэлектрический ДТПК364-05.2000/0.1",5602,6722.4,"6",10,9025900008,24]
["2023-06-07T16:16:40.813",131152,"ДТПК364Э-05.180/0.1",null,"Преобразователь термоэлектрический ДТПК364Э-05.180/0.1",2320,2784,"6",10,9025900008,24]
["2023-06-07T16:16:40.813",72104,"ДТПК365-0915.120.1",null,"Преобразователь термоэлектрический ДТПК365-0915.120.1",4180,5016,"6",404,9025900008,24]
["2023-06-07T16:16:40.813",126354,"ДТПК365-0916.60.1",null,"Преобразователь термоэлектрический ДТПК365-0916.60.1",4180,5016,"6",1,9025900008,24]
["2023-06-07T16:16:40.813",134380,"ДТПК374-06.70/0.1",null,"Преобразователь термоэлектрический ДТПК374-06.70/0.1",2320,2784,"6",1,9025900008,24]
["2023-06-07T16:16:40.813",135511,"ДТПК384-17.1000/0.1",null,"Преобразователь термоэлектрический ДТПК384-17.1000/0.1",3785,4542,"6",8,9025900008,24]
["2023-06-07T16:16:40.813",66366,"ДТПК444-09.100/0,2С.1",null,"Преобразователь термоэлектрический ДТПК444-09.100/0,2С.1",1770,2124,"6",240,9025900008,24]
["2023-06-07T16:16:40.813",67472,"ДТПК444-09.100/5,0С.1",null,"Преобразователь термоэлектрический ДТПК444-09.100/5,0С.1",3895,4674,"6",70,9025900008,24]
["2023-06-07T16:16:40.813",121061,"ДТПК444-09.1300/1,5К.1",null,"Преобразователь термоэлектрический ДТПК444-09.1300/1,5К.1",5045,6054,"45",156,9025900008,24]
["2023-06-07T16:16:40.813",103709,"ДТПК444-09.150/3,0С.1",null,"Преобразователь термоэлектрический ДТПК444-09.150/3,0С.1",3045,3654,"6",116,9025900008,24]
["2023-06-07T16:16:40.813",104294,"ДТПК444-09.1600/2,0С.1",null,"Преобразователь термоэлектрический ДТПК444-09.1600/2,0С.1",5662,6794.4,"6",173,9025900008,24]
["2023-06-07T16:16:40.813",108832,"ДТПК444-09.1900/0,2К.1",null,"Преобразователь термоэлектрический ДТПК444-09.1900/0,2К.1",5217,6260.4,"45",156,9025900008,24]
["2023-06-07T16:16:40.813",110244,"ДТПК444-09.2200/0,2К.1",null,"Преобразователь термоэлектрический ДТПК444-09.2200/0,2К.1",5622,6746.4,"45",156,9025900008,24]
["2023-06-07T16:16:40.813",86899,"ДТПК444-09.250/1,0К.1",null,"Преобразователь термоэлектрический ДТПК444-09.250/1,0К.1",2945,3534,"45",156,9025900008,24]
["2023-06-07T16:16:40.813",91200,"ДТПК444-09.300/1,0К.1",null,"Преобразователь термоэлектрический ДТПК444-09.300/1,0К.1",2945,3534,"45",156,9025900008,24]
["2023-06-07T16:16:40.813",124263,"ДТПК444-09.3000/10,0С.1",null,"Преобразователь термоэлектрический ДТПК444-09.3000/10,0С.1",10952,13142.4,"6",35,9025198009,24]
["2023-06-07T16:16:40.813",125711,"ДТПК444-09.410/0,4С.1",null,"Преобразователь термоэлектрический ДТПК444-09.410/0,4С.1",2690,3228,"6",240,9025900008,24]
["2023-06-07T16:16:40.813",127971,"ДТПК444-09.500/12,0С.1",null,"Преобразователь термоэлектрический ДТПК444-09.500/12,0С.1",7620,9144,"По запросу",1,9025900008,24]
["2023-06-07T16:16:40.813",132500,"ДТПК444-09.60/20,0С.1",null,"Преобразователь термоэлектрический ДТПК444-09.60/20,0С.1",10270,12324,"По запросу",1,9025900008,24]
["2023-06-07T16:16:40.813",107426,"ДТПК444-09.750/2,0К.1",null,"Преобразователь термоэлектрический ДТПК444-09.750/2,0К.1",4385,5262,"45",156,9025900008,24]
["2023-06-07T16:16:40.813",74098,"ДТПК444-09.750/8,0С.1",null,"Преобразователь термоэлектрический ДТПК444-09.750/8,0С.1",6935,8322,"6",44,9025900008,24]
["2023-06-07T16:16:40.813",119211,"ДТПК444-19.260/3,0С.1",null,"Преобразователь термоэлектрический ДТПК444-19.260/3,0С.1",3795,4554,"6",116,9025900008,24]
["2023-06-07T16:16:40.813",69849,"ДТПК454-05.100/1,0С.1",null,"Преобразователь термоэлектрический ДТПК454-05.100/1,0С.1",2195,2634,"6",231,9025900008,24]
["2023-06-07T16:16:40.813",108457,"ДТПК454-05.120/0,2К.1",null,"Преобразователь термоэлектрический ДТПК454-05.120/0,2К.1",1770,2124,"45",156,9025900008,24]
["2023-06-07T16:16:40.813",95873,"ДТПК454-05.150/2,0С.1",null,"Преобразователь термоэлектрический  ДТПК454-05.150/2,0С.1",2620,3144,"6",173,9025900008,24]
["2023-06-07T16:16:40.813",90518,"ДТПК454-05.200/6,0С.1",null,"Преобразователь термоэлектрический ДТПК454-05.200/6,0С.1",4320,5184,"По запросу",1,9025900008,24]
["2023-06-07T16:16:40.813",95953,"ДТПК454-05.300/3,0С.1",null,"Преобразователь термоэлектрический  ДТПК454-05.300/3,0С.1",3795,4554,"6",116,9025900008,24]
["2023-06-07T16:16:40.813",110165,"ДТПК454-05.3500/3,0С.1",null,"Преобразователь термоэлектрический ДТПК454-05.3500/3,0С.1",8652,10382.4,"6",11,9025900008,24]
["2023-06-07T16:16:40.813",95874,"ДТПК454-05.50/2,0С.1",null,"Преобразователь термоэлектрический  ДТПК454-05.50/2,0С.1",2620,3144,"6",173,9025900008,24]
["2023-06-07T16:16:40.813",86397,"ДТПК454-05.650/0,6С.1",null,"Преобразователь термоэлектрический ДТПК454-05.650/0,6С.1",3790,4548,"6",58,9025900008,24]
["2023-06-07T16:16:40.813",94363,"ДТПК454-05.70/1,5С.1",null,"Преобразователь термоэлектрический ДТПК454-05.70/1,5С.1",2408,2889.6,"6",230,9025900008,24]
["2023-06-07T16:16:40.813",81096,"ДТПК454-15.2000/0,2С.1",null,"Преобразователь термоэлектрический ДТПК454-15.2000/0,2С.1",5352,6422.4,"По запросу",1,9025900008,24]
["2023-06-07T16:16:40.813",80362,"ДТПК464-07.10/2,5К.1",null,"Преобразователь термоэлектрический ДТПК464-07.10/2,5К.1",3383,4059.6,"По запросу",1,9025900008,24]
["2023-06-07T16:16:40.813",130419,"ДТПК534-00.39/10К",null,"Преобразователь термоэлектрический ДТПК534-00.39/10К",3915,4698,"4",1,9025900008,24]
["2023-06-07T16:16:40.813",119725,"ДТПК534-10.39/3К",null,"Преобразователь термоэлектрический ДТПК534-10.39/3К",1815,2178,"4",1,9025900008,24]
["2023-06-07T16:16:40.813",116807,"ДТПК564-00.58/4",null,"Преобразователь термоэлектрический ДТПК564-00.58/4",2115,2538,"4",24,9025900008,24]
["2023-06-07T16:16:40.813",115832,"ДТПК644-00.20/1,8",null,"Преобразователь термоэлектрический ДТПК644-00.20/1,8",1590,1908,"4",40,9025900008,24]
["2023-06-07T16:16:40.813",111686,"ДТПК724-07.10/3,0Д.1",null,"Преобразователь термоэлектрический ДТПК724-07.10/3,0Д.1",4185,5022,"6",1,9025900008,24]
["2023-06-07T16:16:40.813",99598,"ДТПК724-07.320/0,2Д.1",null,"Преобразователь термоэлектрический ДТПК724-07.320/0,2Д.1",3495,4194,"6",156,9025900008,60]
["2023-06-07T16:16:40.813",134464,"ДТПК014-00.25/20.ЕХI-Т3",null,"Преобразователь термоэлектрический ДТПК014-00.25/20.ЕХI-Т3",7100,8520,"4",1,9025900008,24]
["2023-06-07T16:16:40.813",109600,"ДТПК034-10.25/4.ЕХI-Т2",null,"Преобразователь термоэлектрический ДТПК034-10.25/4.ЕХI-Т2",2300,2760,"4",578,9025900008,24]
["2023-06-07T16:16:40.813",75821,"ДТПК045-0100.1000.ЕХI-Т3",null,"Преобразователь термоэлектрический ДТПК045-0100.1000.ЕХI-Т3",4480,5376,"По запросу",1,9025900008,24]
["2023-06-07T16:16:40.813",82052,"ДТПК045-0100.160.ЕХI-Т6",null,"Преобразователь термоэлектрический ДТПК045-0100.160.ЕХI-Т6",2630,3156,"4",280,9025900008,24]
["2023-06-07T16:16:40.813",82881,"ДТПК054-00.60/10.ЕХI-Т3",null,"Преобразователь термоэлектрический ДТПК054-00.60/10.ЕХI-Т3",4830,5796,"По запросу",1,9025900008,24]
["2023-06-07T16:16:40.813",131792,"ДТПК054-00.80/6.ЕХI-Т6",null,"Преобразователь термоэлектрический ДТПК054-00.80/6.ЕХI-Т6",3630,4356,"По запросу",1,9025900008,24]
["2023-06-07T16:16:40.813",82498,"ДТПК075-0110.800.ЕХI-Т1",null,"Преобразователь термоэлектрический ДТПК075-0110.800.ЕХI-Т1",6240,7488,"По запросу",1,9025900008,24]
["2023-06-07T16:16:40.813",107516,"ДТПК134-00.10/0,2.ЕХI-Т3",null,"Преобразователь термоэлектрический ДТПК134-00.10/0,2.ЕХi-Т3",1830,2196,"4",600,9025900008,24]
["2023-06-07T16:16:40.813",84261,"ДТПК234-09.20/2,0К.1.ЕХI-Т2",null,"Преобразователь термоэлектрический ДТПК234-09.20/2,0К.1.ЕХI-Т2",6186,7423.2,"45",10,9025900008,24]
["2023-06-07T16:16:40.813",110070,"ДТПК285-0717.11000.1.ЕХI-Т1",null,"Преобразователь термоэлектрический ДТПК285-0717.11000.1.ЕХI-Т1",42041,50449.2,"6",7,9025900008,24]
["2023-06-07T16:16:40.813",110064,"ДТПК285-0717.6000.1.ЕХI-Т1",null,"Преобразователь термоэлектрический ДТПК285-0717.6000.1.ЕХI-Т1",26516,31819.200000000001,"6",13,9025900008,24]
["2023-06-07T16:16:40.813",135688,"ДТПК444-09.2500/0,5С.1.ЕХI-Т6",null,"Преобразователь термоэлектрический ДТПК444-09.2500/0,5С.1.ЕХI-Т6",12266,14719.2,"По запросу",1,9025900008,24]
["2023-06-07T16:16:40.813",128885,"ДТПК454-05.60/0,5К.1.ЕХI-Т5",null,"Преобразователь термоэлектрический ДТПК454-05.60/0,5К.1.ЕХI-Т5",3753,4503.6000000000004,"По запросу",1,9025900008,24]
["2023-06-07T16:16:40.813",135100,"ДТПК584-00.63/20.ЕХI-Т1",null,"Преобразователь термоэлектрический ДТПК584-00.63/20.ЕХI-Т1",7830,9396,"4",13,9025900008,24]
["2023-06-07T16:16:40.813",94662,"2ДТС064-100М.В2.60/0,2",null,"Термопреобразователь сопротивления 2ДТС064-100М.В2.60/0,2",2250,2700,"30",555,9025900008,24]
["2023-06-07T16:16:40.813",62738,"2ДТС105Л-100М.В3.400",null,"Термопреобразователь сопротивления 2ДТС105Л-100М.В3.400",2200,2640,"9",1,9025900008,24]
["2023-06-07T16:16:40.813",99181,"ДТС014-100М.В3.25/1",null,"Термопреобразователь сопротивления ДТС014-100М.В3.25/1",1080,1296,"12",1,9025900008,0]
["2023-06-07T16:16:40.813",99152,"ДТС014-100М.В4.25/0,4",null,"Термопреобразователь сопротивления ДТС014-100М.В4.25/0,4",1040,1248,"12",1,9025900008,0]
["2023-06-07T16:16:40.813",76409,"ДТС015-100М.В3.250.МГ",null,"Термопреобразователь сопротивления ДТС015-100М.В3.250.МГ",1525,1830,"9",1000,9025900008,24]
["2023-06-07T16:16:40.813",135700,"ДТС015-100М.В4.1600",null,"Термопреобразователь сопротивления ДТС015-100М.В4.1600",1925,2310,"9",1,9025900008,24]
["2023-06-07T16:16:40.813",86140,"ДТС015Л-100М.В2.160.МГ",null,"Термопреобразователь сопротивления ДТС015Л-100М.В2.160.МГ",1525,1830,"9",342,9025900008,24]
["2023-06-07T16:16:40.813",21086,"ДТС024-100М.В4.30/1,5",null,"Термопреобразователь сопротивления ДТС024-100М.В4.30/1,5",1150,1380,"12",1,9025900008,24]
["2023-06-07T16:16:40.813",54906,"ДТС025-100М.В3.180",null,"Термопреобразователь сопротивления ДТС025-100М.В3.180",1025,1230,"9",1,9025900008,24]
["2023-06-07T16:16:40.813",51792,"ДТС025-100М.В3.600",null,"Термопреобразователь сопротивления ДТС025-100М.В3.600",1100,1320,"9",1,9025900008,24]
["2023-06-07T16:16:40.813",134635,"ДТС035-100М.В2.160.МГ",null,"Термопреобразователь сопротивления ДТС035-100М.В2.160.МГ",1800,2160,"9",1000,9025900008,24]
["2023-06-07T16:16:40.813",40925,"ДТС035-100М.В3.1200",null,"Термопреобразователь сопротивления ДТС035-100М.В3.1200",2225,2670,"9",1,9025900008,24]
["2023-06-07T16:16:40.813",96634,"ДТС035-100М.В3.200.G1/2",null,"Термопреобразователь сопротивления ДТС035-100М.В3.200.G1/2",1495,1794,"9",1000,9025900008,24]
["2023-06-07T16:16:40.813",10708,"ДТС035-100М.В4.100",null,"Термопреобразователь сопротивления ДТС035-100М.В4.100",1300,1560,"9",1000,9025900008,24]
["2023-06-07T16:16:40.813",46938,"ДТС035-100М.С2.250",null,"Термопреобразователь сопротивления ДТС035-100М.С2.250",1300,1560,"9",1,9025900008,24]
["2023-06-07T16:16:40.813",50823,"ДТС035Л-100М.В2.80.МГ",null,"Термопреобразователь сопротивления ДТС035Л-100М.В2.80.МГ",1800,2160,"9",342,9025900008,24]
["2023-06-07T16:16:40.813",39441,"ДТС035Л-100М.В4.100",null,"Термопреобразователь сопротивления ДТС035Л-100М.В4.100",1300,1560,"9",1000,9025900008,24]
["2023-06-07T16:16:40.813",17730,"ДТС044-100М.В4.35/1",null,"Термопреобразователь сопротивления ДТС044-100М.В4.35/1",1100,1320,"30",1,9025900008,24]
["2023-06-07T16:16:40.813",7219,"ДТС045-100М.В3.160",null,"Термопреобразователь сопротивления ДТС045-100М.В3.160",1300,1560,"9",1000,9025900008,24]
["2023-06-07T16:16:40.813",91765,"ДТС045-100М.В3.750.МГ",null,"Термопреобразователь сопротивления ДТС045-100М.В3.750.МГ ",1950,2340,"9",1,9025900008,24]
["2023-06-07T16:16:40.813",107532,"ДТС045-100М.В4.1000.МГ",null,"Термопреобразователь сопротивления ДТС045-100М.В4.1000.МГ",2725,3270,"9",1,9025900008,24]
["2023-06-07T16:16:40.813",46413,"ДТС045Л-100М.В2.250",null,"Термопреобразователь сопротивления ДТС045Л-100М.В2.250",1300,1560,"9",1,9025900008,24]
["2023-06-07T16:16:40.813",46232,"ДТС045Л-100М.В3.320",null,"Термопреобразователь сопротивления ДТС045Л-100М.В3.320",1450,1740,"9",1000,9025900008,24]
["2023-06-07T16:16:40.813",76295,"ДТС045Л-100М.С3.250",null,"Термопреобразователь сопротивления ДТС045Л-100М.С3.250",1300,1560,"9",1,9025900008,24]
["2023-06-07T16:16:40.813",18877,"ДТС054-100М.В3.160/0,5",null,"Термопреобразователь сопротивления ДТС054-100М.В3.160/0,5",1425,1710,"12",1,9025900008,24]
["2023-06-07T16:16:40.813",135733,"ДТС054-100М.В3.60/2.G1/2",null,"Термопреобразователь сопротивления ДТС054-100М.В3.60/2.G1/2",1753,2103.6,"12",1,9025900008,24]
["2023-06-07T16:16:40.813",45504,"ДТС054-100М.В4.320/10",null,"Термопреобразователь сопротивления ДТС054-100М.В4.320/10",2560,3072,"30",470,9025900008,24]
["2023-06-07T16:16:40.813",11321,"ДТС055-100М.В4.120",null,"Термопреобразователь сопротивления ДТС055-100М.В4.120",1300,1560,"9",1000,9025900008,24]
["2023-06-07T16:16:40.813",110919,"ДТС055Л-100М.В4.160",null,"Термопреобразователь сопротивления ДТС055Л-100М.В4.160",1300,1560,"9",1,9025900008,24]
["2023-06-07T16:16:40.813",40095,"ДТС064-100М.В3.160/0,2",null,"Термопреобразователь сопротивления ДТС064-100М.В3.160/0,2",1385,1662,"12",1,9025900008,24]
["2023-06-07T16:16:40.813",130490,"ДТС064-100М.В3.250/1",null,"Термопреобразователь сопротивления ДТС064-100М.В3.250/1",1640,1968,"12",1,9025900008,24]
["2023-06-07T16:16:40.813",21450,"ДТС064-100М.В4.160/4",null,"Термопреобразователь сопротивления ДТС064-100М.В4.160/4",1785,2142,"12",1,9025900008,24]
["2023-06-07T16:16:40.813",17694,"ДТС065-100М.В2.60",null,"Термопреобразователь сопротивления ДТС065-100М.В2.60",1300,1560,"9",1000,9025900008,24]
["2023-06-07T16:16:40.813",31442,"ДТС065-100М.В3.1600",null,"Термопреобразователь сопротивления ДТС065-100М.В3.1600",2225,2670,"9",889,9025900008,24]
["2023-06-07T16:16:40.813",21035,"ДТС065-100М.В4.160",null,"Термопреобразователь сопротивления ДТС065-100М.В4.160",1300,1560,"9",1000,9025900008,24]
["2023-06-07T16:16:40.813",67134,"ДТС065Л-100М.В3.80.МГ",null,"Термопреобразователь сопротивления ДТС065Л-100М.В3.80.МГ",1800,2160,"9",1,9025900008,24]
["2023-06-07T16:16:40.813",42209,"ДТС074-100М.В3.400/2",null,"Термопреобразователь сопротивления ДТС074-100М.В3.400/2",2445,2934,"12",1,9025900008,24]
["2023-06-07T16:16:40.813",40016,"ДТС074-100М.В3.80/1",null,"Термопреобразователь сопротивления ДТС074-100М.В3.80/1",1465,1758,"12",1,9025900008,24]
["2023-06-07T16:16:40.813",38952,"ДТС075-100М.В3.500.МГ",null,"Термопреобразователь сопротивления ДТС075-100М.В3.500.МГ",1950,2340,"9",104,9025900008,24]
["2023-06-07T16:16:40.813",80055,"ДТС084-100М.В3.160/1",null,"Термопреобразователь сопротивления ДТС084-100М.В3.160/1",1465,1758,"12",1000,9025900008,24]
["2023-06-07T16:16:40.813",7766,"ДТС094-100М.В3.120/2",null,"Термопреобразователь сопротивления ДТС094-100М.В3.120/2",1210,1452,"12",1,9025900008,24]
["2023-06-07T16:16:40.813",46725,"ДТС094-100М.В3.80/0,2",null,"Термопреобразователь сопротивления ДТС094-100М.В3.80/0,2",1050,1260,"12",1,9025900008,24]
["2023-06-07T16:16:40.813",112404,"ДТС095-100М.В3.500",null,"Термопреобразователь сопротивления ДТС095-100М.В3.500",1450,1740,"9",600,9025900008,24]
["2023-06-07T16:16:40.813",9186,"ДТС104-100М.В3.100/0,2",null,"Термопреобразователь сопротивления ДТС104-100М.В3.100/0,2",1050,1260,"12",1000,9025900008,24]
["2023-06-07T16:16:40.813",64823,"ДТС104-100М.В3.200/5",null,"Термопреобразователь сопротивления ДТС104-100М.В3.200/5",1545,1854,"12",1,9025900008,24]
["2023-06-07T16:16:40.813",36877,"ДТС105-100М.В2.80.МГ",null,"Термопреобразователь сопротивления ДТС105-100М.В2.80.МГ",1800,2160,"9",1,9025900008,24]
["2023-06-07T16:16:40.813",54844,"ДТС105-100М.В3.60.G1/2",null,"Термопреобразователь сопротивления ДТС105-100М.В3.60.G1/2",1495,1794,"9",1000,9025900008,24]
["2023-06-07T16:16:40.813",16679,"ДТС105-100М.В4.80",null,"Термопреобразователь сопротивления ДТС105-100М.В4.80",1300,1560,"9",1000,9025900008,24]
["2023-06-07T16:16:40.813",69427,"ДТС105Л-100М.В4.60",null,"Термопреобразователь сопротивления ДТС105Л-100М.В4.60",1300,1560,"9",1000,9025900008,24]
["2023-06-07T16:16:40.813",73636,"ДТС114-100М.В3.60/0,2",null,"Термопреобразователь сопротивления ДТС114-100М.В3.60/0,2",1050,1260,"12",1,9025900008,24]
["2023-06-07T16:16:40.813",126763,"ДТС124-100М.В4.60/1,5",null,"Термопреобразователь сопротивления ДТС124-100М.В4.60/1,5",1535,1842,"30",1,9025900008,24]
["2023-06-07T16:16:40.813",66836,"ДТС144-100М.В3.120/1",null,"Термопреобразователь сопротивления ДТС144-100М.В3.120/1",1465,1758,"12",600,9025900008,24]
["2023-06-07T16:16:40.813",31232,"ДТС145-100М.В3.120.МГ",null,"Термопреобразователь сопротивления ДТС145-100М.В3.120.МГ",1800,2160,"9",1000,9025900008,24]
["2023-06-07T16:16:40.813",126046,"ДТС145-100М.В3.65",null,"Термопреобразователь сопротивления ДТС145-100М.В3.65",1300,1560,"9",1000,9025900008,24]
["2023-06-07T16:16:40.813",125753,"ДТС145Л-100М.В3.95",null,"Термопреобразователь сопротивления ДТС145Л-100М.В3.95",1300,1560,"9",1,9025900008,24]
["2023-06-07T16:16:40.813",7792,"ДТС174-100М.В3.120/4",null,"Термопреобразователь сопротивления ДТС174-100М.В3.120/4",3050,3660,"12",300,9025900008,24]
["2023-06-07T16:16:40.813",18998,"ДТС174-100М.В3.200/5",null,"Термопреобразователь сопротивления ДТС174-100М.В3.200/5",3710,4452,"12",1,9025900008,24]
["2023-06-07T16:16:40.813",47295,"ДТС184-100М.В3.160/2",null,"Термопреобразователь сопротивления ДТС184-100М.В3.160/2",2550,3060,"12",1,9025900008,24]
["2023-06-07T16:16:40.813",75935,"ДТС194-100М.В3.320/2",null,"Термопреобразователь сопротивления ДТС194-100М.В3.320/2",1720,2064,"12",1,9025900008,24]
["2023-06-07T16:16:40.813",53415,"ДТС204-100М.В4.40/2",null,"Термопреобразователь сопротивления ДТС204-100М.В4.40/2",1585,1902,"12",1,9025900008,24]
["2023-06-07T16:16:40.813",61400,"ДТС214-100М.В3.30/3",null,"Термопреобразователь сопротивления ДТС214-100М.В3.30/3",1240,1488,"12",1,9025900008,24]
["2023-06-07T16:16:40.813",80681,"ДТС214-100М.В4.40/2",null,"Термопреобразователь сопротивления ДТС214-100М.В4.40/2",1200,1440,"30",1,9025900008,24]
["2023-06-07T16:16:40.813",46537,"ДТС224-100М.В4.43/2,5",null,"Термопреобразователь сопротивления ДТС224-100М.В4.43/2,5",2050,2460,"12",1,9025900008,24]
["2023-06-07T16:16:40.813",101331,"ДТС314-100М.В3.40/20",null,"Термопреобразователь сопротивления ДТС314-100М.В3.40/20",6000,7200,"12",1,9025900008,24]
["2023-06-07T16:16:40.813",115887,"ДТС324-100М.В4.41/2",null,"Термопреобразователь сопротивления ДТС324-100М.В4.41/2",2000,2400,"30",1,9025900008,24]
["2023-06-07T16:16:40.813",95315,"ДТС335-100М.В4.80",null,"Термопреобразователь сопротивления ДТС335-100М.В4.80",1300,1560,"9",1000,9025900008,24]
["2023-06-07T16:16:40.813",94941,"ДТС335Л-100М.В3.100",null,"Термопреобразователь сопротивления ДТС335Л-100М.B3.100",1300,1560,"9",1000,9025900008,24]
["2023-06-07T16:16:40.813",86811,"ДТС414-100М.В3.60/3",null,"Термопреобразователь сопротивления ДТС414-100М.В3.60/3",1750,2100,"12",1,9025900008,24]
["2023-06-07T16:16:40.813",69842,"2ДТС015Л-100П.В3.100",null,"Термопреобразователь сопротивления 2ДТС015Л-100П.В3.100",4815,5778,"15",15,9025900008,24]
["2023-06-07T16:16:40.813",95815,"2ДТС044-100П.А4.30/2",null,"Термопреобразователь сопротивления 2ДТС044-100П.А4.30/2",5722,6866.4,"12",1,9025900008,24]
["2023-06-07T16:16:40.813",60628,"2ДТС045Л-100П.В3.1000",null,"Термопреобразователь сопротивления 2ДТС045Л-100П.В3.1000",5660,6792,"15",15,9025900008,24]
["2023-06-07T16:16:40.813",125781,"2ДТС065Л-100П.А3.100",null,"Термопреобразователь сопротивления 2ДТС065Л-100П.А3.100",5778,6933.6,"15",15,9025900008,24]
["2023-06-07T16:16:40.813",126315,"2ДТС104-100П.В3.200/5",null,"Термопреобразователь сопротивления 2ДТС104-100П.В3.200/5",4770,5724,"15",15,9025900008,24]
["2023-06-07T16:16:40.813",99132,"ДТС014-100П.А3.25/10",null,"Термопреобразователь сопротивления ДТС014-100П.А3.25/10",3800,4560,"12",649,9025900008,0]
["2023-06-07T16:16:40.813",99115,"ДТС014-100П.А4.25/2",null,"Термопреобразователь сопротивления ДТС014-100П.А4.25/2",3200,3840,"12",1,9025900008,0]
["2023-06-07T16:16:40.813",99071,"ДТС014-100П.С3.25/1",null,"Термопреобразователь сопротивления ДТС014-100П.С3.25/1",2580,3096,"12",1,9025900008,0]
["2023-06-07T16:16:40.813",62692,"ДТС015-100П.А4.180.МГ",null,"Термопреобразователь сопротивления ДТС015-100П.А4.180.МГ",4046,4855.2,"9",1,9025900008,24]
["2023-06-07T16:16:40.813",47208,"ДТС015-100П.В2.80",null,"Термопреобразователь сопротивления ДТС015-100П.В2.80",2955,3546,"9",649,9025900008,24]
["2023-06-07T16:16:40.813",43764,"ДТС015-100П.В3.300",null,"Термопреобразователь сопротивления ДТС015-100П.В3.300",3125,3750,"9",788,9025900008,24]
["2023-06-07T16:16:40.813",133674,"ДТС015Л-100П.В3.400.МГ",null,"Термопреобразователь сопротивления ДТС015Л-100П.В3.400.МГ",3625,4350,"9",342,9025900008,24]
["2023-06-07T16:16:40.813",55931,"ДТС024-100П.А3.30/5",null,"Термопреобразователь сопротивления ДТС024-100П.А3.30/5",3400,4080,"12",649,9025900008,24]
["2023-06-07T16:16:40.813",21095,"ДТС024-100П.С3.30/1",null,"Термопреобразователь сопротивления ДТС024-100П.С3.30/1",2580,3096,"12",1,9025900008,24]
["2023-06-07T16:16:40.813",21493,"ДТС025-100П.А4.400",null,"Термопреобразователь сопротивления ДТС025-100П.А4.400",3750,4500,"9",1,9025900008,24]
["2023-06-07T16:16:40.813",10168,"ДТС025-100П.В3.300",null,"Термопреобразователь сопротивления ДТС025-100П.В3.300",3125,3750,"9",788,9025900008,24]
["2023-06-07T16:16:40.813",11364,"ДТС025-100П.В4.160",null,"Термопреобразователь сопротивления ДТС025-100П.В4.160",2955,3546,"9",1,9025900008,24]
["2023-06-07T16:16:40.813",99511,"ДТС034-100П.В4.25/1",null,"Термопреобразователь сопротивления ДТС034-100П.В4.25/1",2600,3120,"30",649,9025900008,0]
["2023-06-07T16:16:40.813",67039,"ДТС035-100П.А3.150",null,"Термопреобразователь сопротивления ДТС035-100П.А3.150",4158,4989.6000000000004,"9",1,9025900008,24]
["2023-06-07T16:16:40.813",46344,"ДТС035-100П.А4.160.МГ",null,"Термопреобразователь сопротивления ДТС035-100П.А4.160.МГ",4658,5589.6,"9",140,9025900008,24]
["2023-06-07T16:16:40.813",60061,"ДТС035-100П.А4.250.МГ",null,"Термопреобразователь сопротивления ДТС035-100П.А4.250.МГ",4658,5589.6,"9",1,9025900008,24]
["2023-06-07T16:16:40.813",50010,"ДТС035-100П.В2.320",null,"Термопреобразователь сопротивления ДТС035-100П.В2.320",3670,4404,"9",333,9025900008,0]
["2023-06-07T16:16:40.813",41867,"ДТС035-100П.В3.450",null,"Термопреобразователь сопротивления ДТС035-100П.В3.450",3670,4404,"9",788,9025900008,24]
["2023-06-07T16:16:40.813",57375,"ДТС035-100П.В4.1000",null,"Термопреобразователь сопротивления ДТС035-100П.В4.1000",3780,4536,"9",1,9025900008,24]
["2023-06-07T16:16:40.813",56871,"ДТС035-100П.В4.80.МГ",null,"Термопреобразователь сопротивления ДТС035-100П.В4.80.МГ",3965,4758,"9",1,9025900008,24]
["2023-06-07T16:16:40.813",78932,"ДТС035Л-100П.В3.1000.МГ",null,"Термопреобразователь сопротивления ДТС035Л-100П.В3.1000.МГ",4280,5136,"9",342,9025900008,24]
["2023-06-07T16:16:40.813",45569,"ДТС035Л-100П.В3.500",null,"Термопреобразователь сопротивления ДТС035Л-100П.В3.500",3670,4404,"9",788,9025900008,24]
["2023-06-07T16:16:40.813",136082,"ДТС035Л-100П.В4.200.МГ",null,"Термопреобразователь сопротивления ДТС035Л-100П.В4.200.МГ",3965,4758,"9",342,9025900008,24]
["2023-06-07T16:16:40.813",36975,"ДТС044-100П.В3.30/5",null,"Термопреобразователь сопротивления ДТС044-100П.В3.30/5",2900,3480,"12",649,9025900008,24]
["2023-06-07T16:16:40.813",71707,"ДТС044-100П.В4.30/3",null,"Термопреобразователь сопротивления ДТС044-100П.В4.30/3",2800,3360,"12",1,9025900008,24]
["2023-06-07T16:16:40.813",9887,"ДТС045-100П.А3.160",null,"Термопреобразователь сопротивления ДТС045-100П.А3.160",4158,4989.6000000000004,"9",788,9025900008,24]
["2023-06-07T16:16:40.813",55881,"ДТС045-100П.В2.250.МГ",null,"Термопреобразователь сопротивления ДТС045-100П.В2.250.МГ",3965,4758,"9",377,9025900008,24]
["2023-06-07T16:16:40.813",9957,"ДТС045-100П.В3.160",null,"Термопреобразователь сопротивления ДТС045-100П.В3.160",3465,4158,"9",788,9025900008,24]
["2023-06-07T16:16:40.813",49516,"ДТС045-100П.В3.250.G1/2",null,"Термопреобразователь сопротивления ДТС045-100П.В3.250.G1/2",3985,4782,"9",788,9025900008,24]
["2023-06-07T16:16:40.813",9546,"ДТС045-100П.В3.800",null,"Термопреобразователь сопротивления ДТС045-100П.В3.800",3670,4404,"9",788,9025900008,24]
["2023-06-07T16:16:40.813",10650,"ДТС045-100П.С3.400",null,"Термопреобразователь сопротивления ДТС045-100П.С3.400",3670,4404,"9",788,9025900008,24]
["2023-06-07T16:16:40.813",83444,"ДТС045Л-100П.А3.80.МГ",null,"Термопреобразователь сопротивления ДТС045Л-100П.А3.80.МГ",4658,5589.6,"9",1,9025900008,24]
["2023-06-07T16:16:40.813",48153,"ДТС045Л-100П.В3.2000",null,"Термопреобразователь сопротивления ДТС045Л-100П.В3.2000",3780,4536,"9",788,9025900008,24]
["2023-06-07T16:16:40.813",58509,"ДТС054-100П.А3.120/0,2",null,"Термопреобразователь сопротивления ДТС054-100П.А3.120/0,2",3552,4262.3999999999996,"12",1,9025900008,24]
["2023-06-07T16:16:40.813",38946,"ДТС054-100П.А3.630/2",null,"Термопреобразователь сопротивления ДТС054-100П.А3.630/2",4114,4936.8,"12",1,9025900008,24]
["2023-06-07T16:16:40.813",16710,"ДТС054-100П.В3.120/0,2",null,"Термопреобразователь сопротивления ДТС054-100П.В3.120/0,2",2960,3552,"12",788,9025900008,24]
["2023-06-07T16:16:40.813",31680,"ДТС054-100П.В3.250/1",null,"Термопреобразователь сопротивления ДТС054-100П.В3.250/1",3120,3744,"12",1,9025900008,24]
["2023-06-07T16:16:40.813",9598,"ДТС054-100П.В3.60/0,2",null,"Термопреобразователь сопротивления ДТС054-100П.В3.60/0,2",2960,3552,"12",649,9025900008,24]
["2023-06-07T16:16:40.813",9417,"ДТС054-100П.В3.60/2",null,"Термопреобразователь сопротивления ДТС054-100П.В3.60/2",3120,3744,"12",649,9025900008,24]
["2023-06-07T16:16:40.813",22206,"ДТС054-100П.В4.160/2,5",null,"Термопреобразователь сопротивления ДТС054-100П.В4.160/2,5",3210,3852,"12",1,9025900008,24]
["2023-06-07T16:16:40.813",100763,"ДТС055-100П.А4.160.МГ",null,"Термопреобразователь сопротивления ДТС055-100П.А4.160.МГ",4658,5589.6,"9",1,9025900008,24]
["2023-06-07T16:16:40.813",68986,"ДТС055-100П.В3.630.МГ",null,"Термопреобразователь сопротивления ДТС055-100П.В3.630.МГ",4170,5004,"9",1,9025900008,24]
["2023-06-07T16:16:40.813",11739,"ДТС055-100П.В4.800",null,"Термопреобразователь сопротивления ДТС055-100П.В4.800",3670,4404,"9",788,9025900008,24]
["2023-06-07T16:16:40.813",10186,"ДТС064-100П.А3.60/0,2",null,"Термопреобразователь сопротивления ДТС064-100П.А3.60/0,2",3552,4262.3999999999996,"12",1,9025900008,24]
["2023-06-07T16:16:40.813",16703,"ДТС064-100П.А4.60/1",null,"Термопреобразователь сопротивления ДТС064-100П.А4.60/1",3652,4382.3999999999996,"30",649,9025900008,24]
["2023-06-07T16:16:40.813",55748,"ДТС064-100П.В3.120/10",null,"Термопреобразователь сопротивления ДТС064-100П.В3.120/10",3760,4512,"12",1,9025900008,24]
["2023-06-07T16:16:40.813",38241,"ДТС064-100П.В3.160/1,5",null,"Термопреобразователь сопротивления ДТС064-100П.В3.160/1,5",3080,3696,"12",1,9025900008,24]
["2023-06-07T16:16:40.813",43825,"ДТС064-100П.В3.600/1",null,"Термопреобразователь сопротивления ДТС064-100П.В3.600/1",3375,4050,"12",1,9025900008,24]
["2023-06-07T16:16:40.813",85602,"ДТС064-100П.В3.80/3.G1/2",null,"Термопреобразователь сопротивления ДТС064-100П.В3.80/3.G1/2",3644,4372.8,"12",649,9025900008,24]
["2023-06-07T16:16:40.813",61609,"ДТС064-100П.В4.80/0,4",null,"Термопреобразователь сопротивления ДТС064-100П.В4.80/0,4",3000,3600,"12",1,9025900008,24]
["2023-06-07T16:16:40.813",37113,"ДТС065-100П.В3.160.МГ",null,"Термопреобразователь сопротивления ДТС065-100П.В3.160.МГ",3965,4758,"9",788,9025900008,24]
["2023-06-07T16:16:40.813",11431,"ДТС065-100П.В3.60",null,"Термопреобразователь сопротивления ДТС065-100П.В3.60",3465,4158,"9",649,9025900008,24]
["2023-06-07T16:16:40.813",40196,"ДТС065-100П.В4.320",null,"Термопреобразователь сопротивления ДТС065-100П.В4.320",3670,4404,"9",788,9025900008,24]
["2023-06-07T16:16:40.813",56717,"ДТС065Л-100П.В3.250",null,"Термопреобразователь сопротивления ДТС065Л-100П.В3.250",3465,4158,"9",788,9025900008,24]
["2023-06-07T16:16:40.813",18990,"ДТС074-100П.В3.200/0,2",null,"Термопреобразователь сопротивления ДТС074-100П.В3.200/0,2",3040,3648,"12",1,9025900008,24]
["2023-06-07T16:16:40.813",48988,"ДТС074-100П.В4.60/5",null,"Термопреобразователь сопротивления ДТС074-100П.В4.60/5",3460,4152,"12",1,9025900008,24]
["2023-06-07T16:16:40.813",73443,"ДТС075-100П.В3.1000.МГ",null,"Термопреобразователь сопротивления ДТС075-100П.В3.1000.МГ",4280,5136,"9",56,9025900008,24]
["2023-06-07T16:16:40.813",90758,"ДТС075-100П.В3.800.МГ",null,"Термопреобразователь сопротивления ДТС075-100П.В3.800.МГ",4170,5004,"9",69,9025900008,24]
["2023-06-07T16:16:40.813",62448,"ДТС075Л-100П.А3.80",null,"Термопреобразователь сопротивления ДТС075Л-100П.А3.80",4158,4989.6000000000004,"9",1,9025900008,24]
["2023-06-07T16:16:40.813",79051,"ДТС085-100П.В3.1000.МГ",null,"Термопреобразователь сопротивления ДТС085-100П.В3.1000.МГ",4280,5136,"9",272,9025900008,24]
["2023-06-07T16:16:40.813",40552,"ДТС085Л-100П.В2.100",null,"Термопреобразователь сопротивления ДТС085Л-100П.В2.100",3465,4158,"9",1,9025900008,24]
["2023-06-07T16:16:40.813",131120,"ДТС085Л-100П.В3.120.МГ",null,"Термопреобразователь сопротивления ДТС085Л-100П.В3.120.МГ",3965,4758,"9",272,9025900008,24]
["2023-06-07T16:16:40.813",79585,"ДТС094-100П.А4.60/2",null,"Термопреобразователь сопротивления ДТС094-100П.А4.60/2",3440,4128,"30",649,9025900008,24]
["2023-06-07T16:16:40.813",11157,"ДТС094-100П.В3.160/1",null,"Термопреобразователь сопротивления ДТС094-100П.В3.160/1",2780,3336,"12",788,9025900008,24]
["2023-06-07T16:16:40.813",16823,"ДТС094-100П.В3.630/0,2",null,"Термопреобразователь сопротивления ДТС094-100П.В3.630/0,2",3130,3756,"12",1,9025900008,24]
["2023-06-07T16:16:40.813",45193,"ДТС095-100П.А3.250.МГ",null,"Термопреобразователь сопротивления ДТС095-100П.А3.250.МГ",4658,5589.6,"9",1,9025900008,24]
["2023-06-07T16:16:40.813",55578,"ДТС095-100П.В3.320.МГ",null,"Термопреобразователь сопротивления ДТС095-100П.В3.320.МГ",4170,5004,"9",1,9025900008,24]
["2023-06-07T16:16:40.813",53842,"ДТС095Л-100П.В3.600",null,"Термопреобразователь сопротивления ДТС095Л-100П.В3.600",3670,4404,"9",1,9025900008,24]
["2023-06-07T16:16:40.813",10765,"ДТС104-100П.В3.100/0,2",null,"Термопреобразователь сопротивления ДТС104-100П.В3.100/0,2",2700,3240,"12",1,9025900008,24]
["2023-06-07T16:16:40.813",111381,"ДТС104-100П.В3.200/0,2",null,"Термопреобразователь сопротивления ДТС104-100П.В3.200/0,2",2960,3552,"12",788,9025900008,24]
["2023-06-07T16:16:40.813",9498,"ДТС105-100П.А3.80",null,"Термопреобразователь сопротивления ДТС105-100П.А3.80",4158,4989.6000000000004,"9",649,9025900008,24]
["2023-06-07T16:16:40.813",11715,"ДТС105-100П.В2.320",null,"Термопреобразователь сопротивления ДТС105-100П.В2.320",3670,4404,"9",408,9025900008,24]
["2023-06-07T16:16:40.813",9328,"ДТС105-100П.В3.160",null,"Термопреобразователь сопротивления ДТС105-100П.В3.160",3465,4158,"9",788,9025900008,24]
["2023-06-07T16:16:40.813",41360,"ДТС105-100П.В3.450",null,"Термопреобразователь сопротивления ДТС105-100П.В3.450",3670,4404,"9",1,9025900008,24]
["2023-06-07T16:16:40.813",86815,"ДТС105Л-100П.В3.80",null,"Термопреобразователь сопротивления ДТС105Л-100П.В3.80",3465,4158,"9",649,9025900008,24]
["2023-06-07T16:16:40.813",46397,"ДТС114-100П.В3.120/2",null,"Термопреобразователь сопротивления ДТС114-100П.В3.120/2",2860,3432,"12",1,9025900008,24]
["2023-06-07T16:16:40.813",30234,"ДТС114-100П.В3.60/1,5",null,"Термопреобразователь сопротивления ДТС114-100П.В3.60/1,5",2820,3384,"12",1,9025900008,24]
["2023-06-07T16:16:40.813",40333,"ДТС124-100П.А4.250/4",null,"Термопреобразователь сопротивления ДТС124-100П.А4.250/4",4048,4857.6000000000004,"12",1,9025900008,24]
["2023-06-07T16:16:40.813",40680,"ДТС124-100П.В3.120/3",null,"Термопреобразователь сопротивления ДТС124-100П.В3.120/3",3200,3840,"12",1,9025900008,24]
["2023-06-07T16:16:40.813",17536,"ДТС124-100П.В3.60/2,5",null,"Термопреобразователь сопротивления ДТС124-100П.В3.60/2,5",3160,3792,"12",1,9025900008,24]
["2023-06-07T16:16:40.813",11417,"ДТС134-100П.В3.320/10",null,"Термопреобразователь сопротивления ДТС134-100П.В3.320/10",3840,4608,"12",1,9025900008,24]
["2023-06-07T16:16:40.813",43479,"ДТС145-100П.А3.180",null,"Термопреобразователь сопротивления ДТС145-100П.А3.180",4158,4989.6000000000004,"9",788,9025900008,24]
["2023-06-07T16:16:40.813",11591,"ДТС145-100П.А3.400",null,"Термопреобразователь сопротивления ДТС145-100П.А3.400",4404,5284.8,"9",1,9025900008,24]
["2023-06-07T16:16:40.813",47530,"ДТС145-100П.В3.1250",null,"Термопреобразователь сопротивления ДТС145-100П.В3.1250",3780,4536,"9",419,9025900008,24]
["2023-06-07T16:16:40.813",67505,"ДТС145Л-100П.В3.100",null,"Термопреобразователь сопротивления ДТС145Л-100П.В3.100",3465,4158,"9",649,9025900008,24]
["2023-06-07T16:16:40.813",107525,"ДТС145Л-100П.В3.400",null,"Термопреобразователь сопротивления ДТС145Л-100П.В3.400",3670,4404,"9",788,9025900008,24]
["2023-06-07T16:16:40.813",11735,"ДТС174-100П.В3.120/2",null,"Термопреобразователь сопротивления ДТС174-100П.В3.120/2",5000,6000,"12",300,9025900008,24]
["2023-06-07T16:16:40.813",19835,"ДТС184-100П.В3.100/4",null,"Термопреобразователь сопротивления ДТС184-100П.В3.100/4",5500,6600,"12",1,9025900008,24]
["2023-06-07T16:16:40.813",31598,"ДТС194-100П.В3.100/1",null,"Термопреобразователь сопротивления ДТС194-100П.В3.100/1",3040,3648,"12",649,9025900008,24]
["2023-06-07T16:16:40.813",96941,"ДТС194-100П.В3.60/6",null,"Термопреобразователь сопротивления ДТС194-100П.В3.60/6",3440,4128,"12",649,9025900008,24]
["2023-06-07T16:16:40.813",129543,"ДТС194-100П.В4.160/0,2",null,"Термопреобразователь сопротивления ДТС194-100П.В4.160/0,2",2960,3552,"30",788,9025900008,24]
["2023-06-07T16:16:40.813",95605,"ДТС214-100П.А3.160/7",null,"Термопреобразователь сопротивления ДТС214-100П.А3.160/7",3560,4272,"12",788,9025900008,24]
["2023-06-07T16:16:40.813",118834,"ДТС214-100П.А4.30/1",null,"Термопреобразователь сопротивления ДТС214-100П.А4.30/1",3100,3720,"30",649,9025900008,24]
["2023-06-07T16:16:40.813",113661,"ДТС214-100П.В3.100/1,5",null,"Термопреобразователь сопротивления ДТС214-100П.В3.100/1,5",2620,3144,"12",649,9025900008,24]
["2023-06-07T16:16:40.813",131461,"ДТС214-100П.В3.40/2",null,"Термопреобразователь сопротивления ДТС214-100П.В3.40/2",2660,3192,"12",649,9025900008,24]
["2023-06-07T16:16:40.813",22068,"ДТС224-100П.В3.43/15",null,"Термопреобразователь сопротивления ДТС224-100П.В3.43/15",5365,6438,"12",649,9025900008,24]
["2023-06-07T16:16:40.813",45200,"ДТС224-100П.В4.43/5",null,"Термопреобразователь сопротивления ДТС224-100П.В4.43/5",4665,5598,"30",649,9025900008,24]
["2023-06-07T16:16:40.813",112537,"ДТС314-100П.А3.80/5",null,"Термопреобразователь сопротивления ДТС314-100П.А3.80/5",4250,5100,"12",649,9025900008,24]
["2023-06-07T16:16:40.813",74377,"ДТС314-100П.В4.40/1,5",null,"Термопреобразователь сопротивления ДТС314-100П.В4.40/1,5",2980,3576,"12",1,9025900008,24]
["2023-06-07T16:16:40.813",69050,"ДТС324-100П.В3.41/2",null,"Термопреобразователь сопротивления ДТС324-100П.В3.41/2",4325,5190,"12",649,9025900008,24]
["2023-06-07T16:16:40.813",98025,"ДТС335-100П.В3.100",null,"Термопреобразователь сопротивления ДТС335-100П.В3.100",3465,4158,"9",649,9025900008,24]
["2023-06-07T16:16:40.813",119976,"ДТС414-100П.А3.40/2,5",null,"Термопреобразователь сопротивления ДТС414-100П.А3.40/2,5",3625,4350,"12",649,9025900008,24]
["2023-06-07T16:16:40.813",90290,"ДТС414-100П.В3.40/2,1",null,"Термопреобразователь сопротивления ДТС414-100П.В3.40/2,1",3025,3630,"12",1,9025900008,24]
["2023-06-07T16:16:40.813",126513,"ДТС505Л-100П.С3.100",null,"Термопреобразователь сопротивления ДТС505Л-100П.С3.100",3465,4158,"9",649,9025900008,24]
["2023-06-07T16:16:40.813",135584,"ДТС505Л-100П.С3.400",null,"Термопреобразователь сопротивления ДТС505Л-100П.С3.400",3670,4404,"9",1,9025900008,24]
["2023-06-07T16:16:40.813",94504,"2ДТС025Л-50М.С3.400",null,"Термопреобразователь сопротивления 2ДТС025Л-50М.С3.400",1650,1980,"9",146,9025900008,24]
["2023-06-07T16:16:40.813",58078,"2ДТС035Л-50М.В3.1250",null,"Термопреобразователь сопротивления 2ДТС035Л-50М.В3.1250",2050,2460,"9",146,9025900008,24]
["2023-06-07T16:16:40.813",58025,"2ДТС045Л-50М.В3.120",null,"Термопреобразователь сопротивления 2ДТС045Л-50М.В3.120",1550,1860,"9",146,9025900008,24]
["2023-06-07T16:16:40.813",131135,"2ДТС064-50М.В3.120/0,2",null,"Термопреобразователь сопротивления 2ДТС064-50М.В3.120/0,2",1710,2052,"12",1000,9025900008,24]
["2023-06-07T16:16:40.813",87300,"2ДТС075Л-50М.В4.160",null,"Термопреобразователь сопротивления 2ДТС075Л-50М.В4.160",1800,2160,"9",146,9025900008,24]
["2023-06-07T16:16:40.813",61565,"2ДТС105Л-50М.В3.100",null,"Термопреобразователь сопротивления 2ДТС105Л-50М.В3.100",1550,1860,"9",146,9025900008,24]
["2023-06-07T16:16:40.813",99033,"ДТС014-50М.В3.25/13",null,"Термопреобразователь сопротивления ДТС014-50М.В3.25/13",1700,2040,"12",1,9025900008,0]
["2023-06-07T16:16:40.813",98992,"ДТС014-50М.В3.25/7",null,"Термопреобразователь сопротивления ДТС014-50М.В3.25/7",1220,1464,"12",1,9025900008,0]
["2023-06-07T16:16:40.813",88625,"ДТС015-50М.В2.100.МГ",null,"Термопреобразователь сопротивления ДТС015-50М.В2.100.МГ",1300,1560,"9",1000,9025900008,24]
["2023-06-07T16:16:40.813",32091,"ДТС015-50М.В3.100.МГ",null,"Термопреобразователь сопротивления ДТС015-50М.В3.100.МГ",1300,1560,"9",1000,9025900008,24]
["2023-06-07T16:16:40.813",16173,"ДТС015-50М.В4.1600",null,"Термопреобразователь сопротивления ДТС015-50М.В4.1600",1450,1740,"9",1,9025900008,24]
["2023-06-07T16:16:40.813",18231,"ДТС015-50М.С3.320",null,"Термопреобразователь сопротивления ДТС015-50М.С3.320",1000,1200,"9",1,9025900008,24]
["2023-06-07T16:16:40.813",47221,"ДТС015Л-50М.В3.1250",null,"Термопреобразователь сопротивления ДТС015Л-50М.В3.1250",1450,1740,"9",1000,9025900008,24]
["2023-06-07T16:16:40.813",57655,"ДТС024-50М.В3.30/0,4",null,"Термопреобразователь сопротивления ДТС024-50М.В3.30/0,4",692,830.4,"12",1,9025900008,24]
["2023-06-07T16:16:40.813",43054,"ДТС024-50М.В3.65/0,5",null,"Термопреобразователь сопротивления ДТС024-50М.В3.65/0,5",700,840,"12",1,9025900008,24]
["2023-06-07T16:16:40.813",39808,"ДТС025-50М.В2.120",null,"Термопреобразователь сопротивления ДТС025-50М.В2.120",800,960,"9",1000,9025900008,24]
["2023-06-07T16:16:40.813",7601,"ДТС025-50М.В3.1600",null,"Термопреобразователь сопротивления ДТС025-50М.В3.1600",1450,1740,"9",938,9025900008,24]
["2023-06-07T16:16:40.813",38390,"ДТС025-50М.В4.320",null,"Термопреобразователь сопротивления ДТС025-50М.В4.320",1000,1200,"9",1000,9025900008,24]
["2023-06-07T16:16:40.813",53688,"ДТС025Л-50М.В3.1000",null,"Термопреобразователь сопротивления ДТС025Л-50М.В3.1000",1450,1740,"9",1000,9025900008,24]
["2023-06-07T16:16:40.813",46616,"ДТС025Л-50М.В3.500",null,"Термопреобразователь сопротивления ДТС025Л-50М.В3.500",1000,1200,"9",1000,9025900008,24]
["2023-06-07T16:16:40.813",99428,"ДТС034-50М.В4.25/0,5",null,"Термопреобразователь сопротивления ДТС034-50М.В4.25/0,5",710,852,"12",1,9025900008,0]
["2023-06-07T16:16:40.813",99400,"ДТС034-50М.С3.25/1,6",null,"Термопреобразователь сопротивления ДТС034-50М.С3.25/1,6",788,945.6,"12",1,9025900008,0]
["2023-06-07T16:16:40.813",99389,"ДТС034-50М.С4.25/2",null,"Термопреобразователь сопротивления ДТС034-50М.С4.25/2",860,1032,"12",1,9025900008,0]
["2023-06-07T16:16:40.813",111399,"ДТС035-50М.В3.110",null,"Термопреобразователь сопротивления ДТС035-50М.В3.110",1100,1320,"9",1000,9025900008,24]
["2023-06-07T16:16:40.813",115424,"ДТС035-50М.В3.2000.G3/4",null,"Термопреобразователь сопротивления ДТС035-50М.В3.2000.G3/4",1984,2380.8000000000002,"9",1,9025900008,24]
["2023-06-07T16:16:40.813",108826,"ДТС035-50М.В3.600.МГ",null,"Термопреобразователь сопротивления ДТС035-50М.В3.600.МГ",1800,2160,"9",1000,9025900008,24]
["2023-06-07T16:16:40.813",87861,"ДТС035-50М.В4.100.МГ",null,"Термопреобразователь сопротивления ДТС035-50М.В4.100.МГ",1600,1920,"9",140,9025900008,24]
["2023-06-07T16:16:40.813",48644,"ДТС035-50М.С3.250",null,"Термопреобразователь сопротивления ДТС035-50М.С3.250",1100,1320,"9",1,9025900008,24]
["2023-06-07T16:16:40.813",45422,"ДТС035Л-50М.В3.1000",null,"Термопреобразователь сопротивления ДТС035Л-50М.В3.1000",1725,2070,"9",1000,9025900008,24]
["2023-06-07T16:16:40.813",40919,"ДТС035Л-50М.В3.630",null,"Термопреобразователь сопротивления ДТС035Л-50М.В3.630",1300,1560,"9",1000,9025900008,24]
["2023-06-07T16:16:40.813",57331,"ДТС044-50М.В3.30/16",null,"Термопреобразователь сопротивления ДТС044-50М.В3.30/16",1940,2328,"12",1,9025900008,24]
["2023-06-07T16:16:40.813",10533,"ДТС044-50М.В3.35/3,5",null,"Термопреобразователь сопротивления ДТС044-50М.В3.35/3,5",940,1128,"12",1,9025900008,24]
["2023-06-07T16:16:40.813",134656,"ДТС044-50М.В3.50/6",null,"Термопреобразователь сопротивления ДТС044-50М.В3.50/6",1140,1368,"12",1,9025900008,24]
["2023-06-07T16:16:40.813",118598,"ДТС044-50М.В4.30/2,5",null,"Термопреобразователь сопротивления ДТС044-50М.В4.30/2,5",910,1092,"12",1,9025900008,24]
["2023-06-07T16:16:40.813",17562,"ДТС044-50М.С4.35/3",null,"Термопреобразователь сопротивления ДТС044-50М.С4.35/3",960,1152,"30",1,9025900008,24]
["2023-06-07T16:16:40.813",11803,"ДТС045-50М.В3.150",null,"Термопреобразователь сопротивления ДТС045-50М.В3.150",1100,1320,"9",1000,9025900008,24]
["2023-06-07T16:16:40.813",106859,"ДТС045-50М.В3.300.G1/2",null,"Термопреобразователь сопротивления ДТС045-50М.В3.300.G1/2",1495,1794,"9",1000,9025900008,24]
["2023-06-07T16:16:40.813",30340,"ДТС045-50М.В3.60.МГ",null,"Термопреобразователь сопротивления ДТС045-50М.В3.60.МГ",1600,1920,"9",1000,9025900008,24]
["2023-06-07T16:16:40.813",8402,"ДТС045-50М.В4.2000",null,"Термопреобразователь сопротивления ДТС045-50М.В4.2000",1725,2070,"9",533,9025900008,24]
["2023-06-07T16:16:40.813",10188,"ДТС045-50М.С3.2000",null,"Термопреобразователь сопротивления ДТС045-50М.С3.2000",1725,2070,"9",1,9025900008,24]
["2023-06-07T16:16:40.813",53212,"ДТС045Л-50М.В3.180.МГ",null,"Термопреобразователь сопротивления ДТС045Л-50М.В3.180.МГ",1600,1920,"9",1,9025900008,24]
["2023-06-07T16:16:40.813",94224,"ДТС045Л-50М.В4.180",null,"Термопреобразователь сопротивления ДТС045Л-50М.В4.180",1100,1320,"9",1000,9025900008,24]
["2023-06-07T16:16:40.813",80845,"ДТС054-50М.В3.100/0,2.G1/2",null,"Термопреобразователь сопротивления ДТС054-50М.В3.100/0,2.G1/2",1248,1497.6,"12",1000,9025900008,24]
["2023-06-07T16:16:40.813",15483,"ДТС054-50М.В3.100/2",null,"Термопреобразователь сопротивления ДТС054-50М.В3.100/2",1245,1494,"12",1000,9025900008,24]
["2023-06-07T16:16:40.813",61434,"ДТС054-50М.В3.160/1.G1/2",null,"Термопреобразователь сопротивления ДТС054-50М.В3.160/1.G1/2",1328,1593.6,"12",1000,9025900008,24]
["2023-06-07T16:16:40.813",20547,"ДТС054-50М.В3.160/2,5",null,"Термопреобразователь сопротивления ДТС054-50М.В3.160/2,5",1285,1542,"12",1,9025900008,24]
["2023-06-07T16:16:40.813",44324,"ДТС054-50М.В3.200/2,5",null,"Термопреобразователь сопротивления ДТС054-50М.В3.200/2,5",1435,1722,"12",1,9025900008,24]
["2023-06-07T16:16:40.813",44469,"ДТС054-50М.В3.300/1,5",null,"Термопреобразователь сопротивления ДТС054-50М.В3.300/1,5",1355,1626,"12",1,9025900008,24]
["2023-06-07T16:16:40.813",38509,"ДТС054-50М.В3.60/0,2.G3/4",null,"Термопреобразователь сопротивления ДТС054-50М.В3.60/0,2.G3/4",1248,1497.6,"12",1,9025900008,24]
["2023-06-07T16:16:40.813",7805,"ДТС054-50М.В3.60/2,5",null,"Термопреобразователь сопротивления ДТС054-50М.В3.60/2,5",1285,1542,"12",1000,9025900008,24]
["2023-06-07T16:16:40.813",8542,"ДТС054-50М.В3.80/0,5",null,"Термопреобразователь сопротивления ДТС054-50М.В3.80/0,5",1125,1350,"12",1000,9025900008,24]
["2023-06-07T16:16:40.813",56190,"ДТС054-50М.В4.250/0,2",null,"Термопреобразователь сопротивления ДТС054-50М.В4.250/0,2",1235,1482,"12",1,9025900008,24]
["2023-06-07T16:16:40.813",61330,"ДТС054-50М.С3.60/1",null,"Термопреобразователь сопротивления ДТС054-50М.С3.60/1",1165,1398,"12",1,9025900008,24]
["2023-06-07T16:16:40.813",97376,"ДТС055-50М.В2.100.МГ",null,"Термопреобразователь сопротивления ДТС055-50М.В2.100.МГ",1600,1920,"9",1000,9025900008,24]
["2023-06-07T16:16:40.813",11319,"ДТС055-50М.В4.80",null,"Термопреобразователь сопротивления ДТС055-50М.В4.80",1100,1320,"9",1,9025900008,24]
["2023-06-07T16:16:40.813",46468,"ДТС055-50М.С3.100",null,"Термопреобразователь сопротивления ДТС055-50М.С3.100",1100,1320,"9",1,9025900008,24]
["2023-06-07T16:16:40.813",95499,"ДТС064-50М.В3.100/12",null,"Термопреобразователь сопротивления ДТС064-50М.В3.100/12",2045,2454,"12",1000,9025900008,24]
["2023-06-07T16:16:40.813",67981,"ДТС064-50М.В3.120/0,3",null,"Термопреобразователь сопротивления ДТС064-50М.В3.120/0,3",1109,1330.8,"12",1,9025900008,24]
["2023-06-07T16:16:40.813",63970,"ДТС064-50М.В3.160/4.G1/2",null,"Термопреобразователь сопротивления ДТС064-50М.В3.160/4.G1/2",1568,1881.6,"12",1,9025900008,24]
["2023-06-07T16:16:40.813",10246,"ДТС064-50М.В3.200/1",null,"Термопреобразователь сопротивления ДТС064-50М.В3.200/1",1315,1578,"12",1000,9025900008,24]
["2023-06-07T16:16:40.813",8774,"ДТС064-50М.В3.250/14",null,"Термопреобразователь сопротивления ДТС064-50М.В3.250/14",2355,2826,"12",1,9025900008,24]
["2023-06-07T16:16:40.813",8030,"ДТС064-50М.В3.500/0,2",null,"Термопреобразователь сопротивления ДТС064-50М.В3.500/0,2",1710,2052,"12",1000,9025900008,24]
["2023-06-07T16:16:40.813",63783,"ДТС064-50М.В3.60/10.G1/2",null,"Термопреобразователь сопротивления ДТС064-50М.В3.60/10.G1/2",2048,2457.6,"12",1000,9025900008,24]
["2023-06-07T16:16:40.813",97564,"ДТС064-50М.В3.60/5.G1/4",null,"Термопреобразователь сопротивления ДТС064-50М.В3.60/5.G1/4",1648,1977.6,"12",1000,9025900008,24]
["2023-06-07T16:16:40.813",7603,"ДТС064-50М.В3.80/3",null,"Термопреобразователь сопротивления ДТС064-50М.В3.80/3",1325,1590,"12",1000,9025900008,24]
["2023-06-07T16:16:40.813",40185,"ДТС064-50М.В4.100/6",null,"Термопреобразователь сопротивления ДТС064-50М.В4.100/6",1685,2022,"30",797,9025900008,24]
["2023-06-07T16:16:40.813",78806,"ДТС064-50М.В4.60/0,5.G1/2",null,"Термопреобразователь сопротивления ДТС064-50М.В4.60/0,5.G1/2",1298,1557.6,"30",1000,9025900008,24]
["2023-06-07T16:16:40.813",42996,"ДТС064-50М.С3.250/0,5",null,"Термопреобразователь сопротивления ДТС064-50М.С3.250/0,5",1275,1530,"12",1,9025900008,24]
["2023-06-07T16:16:40.813",108686,"ДТС065-50М.В3.1500",null,"Термопреобразователь сопротивления ДТС065-50М.В3.1500",1725,2070,"9",944,9025900008,24]
["2023-06-07T16:16:40.813",55732,"ДТС065-50М.В3.200.G1/2",null,"Термопреобразователь сопротивления ДТС065-50М.В3.200.G1/2",1265,1518,"9",1000,9025900008,24]
["2023-06-07T16:16:40.813",10139,"ДТС065-50М.В3.650",null,"Термопреобразователь сопротивления ДТС065-50М.В3.650",1300,1560,"9",1,9025900008,24]
["2023-06-07T16:16:40.813",63460,"ДТС065-50М.С4.80",null,"Термопреобразователь сопротивления ДТС065-50М.С4.80",1100,1320,"9",1,9025900008,24]
["2023-06-07T16:16:40.813",80642,"ДТС065Л-50М.В4.200.МГ",null,"Термопреобразователь сопротивления ДТС065Л-50М.В4.200.МГ",1600,1920,"9",1,9025900008,24]
["2023-06-07T16:16:40.813",73617,"ДТС074-50М.В3.1000/1",null,"Термопреобразователь сопротивления ДТС074-50М.В3.1000/1",2065,2478,"12",1000,9025900008,24]
["2023-06-07T16:16:40.813",21139,"ДТС074-50М.В3.200/1",null,"Термопреобразователь сопротивления ДТС074-50М.В3.200/1",1315,1578,"12",1,9025900008,24]
["2023-06-07T16:16:40.813",75953,"ДТС074-50М.В3.320/4",null,"Термопреобразователь сопротивления ДТС074-50М.В3.320/4",1555,1866,"12",1000,9025900008,24]
["2023-06-07T16:16:40.813",67314,"ДТС074-50М.В3.60/2.G1/2",null,"Термопреобразователь сопротивления ДТС074-50М.В3.60/2.G1/2",1408,1689.6,"12",1000,9025900008,24]
["2023-06-07T16:16:40.813",44140,"ДТС074-50М.В3.60/6",null,"Термопреобразователь сопротивления ДТС074-50М.В3.60/6",1565,1878,"12",1,9025900008,24]
["2023-06-07T16:16:40.813",30526,"ДТС074-50М.В4.100/18",null,"Термопреобразователь сопротивления ДТС074-50М.В4.100/18",2885,3462,"12",1,9025900008,24]
["2023-06-07T16:16:40.813",7212,"ДТС075-50М.В3.200",null,"Термопреобразователь сопротивления ДТС075-50М.В3.200",1100,1320,"9",1000,9025900008,24]
["2023-06-07T16:16:40.813",41557,"ДТС075-50М.В3.550",null,"Термопреобразователь сопротивления ДТС075-50М.В3.550",1300,1560,"9",1,9025900008,24]
["2023-06-07T16:16:40.813",8662,"ДТС075-50М.С3.100",null,"Термопреобразователь сопротивления ДТС075-50М.С3.100",1100,1320,"9",1,9025900008,24]
["2023-06-07T16:16:40.813",67166,"ДТС084-50М.В3.120/1",null,"Термопреобразователь сопротивления ДТС084-50М.В3.120/1",1165,1398,"12",1000,9025900008,24]
["2023-06-07T16:16:40.813",109625,"ДТС084-50М.В3.60/15",null,"Термопреобразователь сопротивления ДТС084-50М.В3.60/15",2285,2742,"12",1,9025900008,24]
["2023-06-07T16:16:40.813",39852,"ДТС085-50М.В3.1000.МГ",null,"Термопреобразователь сопротивления ДТС085-50М.В3.1000.МГ",2225,2670,"9",1,9025900008,24]
["2023-06-07T16:16:40.813",52970,"ДТС094-50М.В3.100/15",null,"Термопреобразователь сопротивления ДТС094-50М.В3.100/15",1985,2382,"12",1,9025900008,24]
["2023-06-07T16:16:40.813",7729,"ДТС094-50М.В3.120/3",null,"Термопреобразователь сопротивления ДТС094-50М.В3.120/3",1025,1230,"12",1000,9025900008,24]
["2023-06-07T16:16:40.813",17678,"ДТС094-50М.В3.160/6",null,"Термопреобразователь сопротивления ДТС094-50М.В3.160/6",1265,1518,"12",1,9025900008,24]
["2023-06-07T16:16:40.813",10648,"ДТС094-50М.В3.250/0,2",null,"Термопреобразователь сопротивления ДТС094-50М.В3.250/0,2",900,1080,"12",1000,9025900008,24]
["2023-06-07T16:16:40.813",9746,"ДТС094-50М.В3.60/15",null,"Термопреобразователь сопротивления ДТС094-50М.В3.60/15",1985,2382,"12",1000,9025900008,24]
["2023-06-07T16:16:40.813",36260,"ДТС094-50М.В3.630/5",null,"Термопреобразователь сопротивления ДТС094-50М.В3.630/5",1785,2142,"12",1,9025900008,24]
["2023-06-07T16:16:40.813",44867,"ДТС094-50М.В4.120/5",null,"Термопреобразователь сопротивления ДТС094-50М.В4.120/5",1285,1542,"12",1,9025900008,24]
["2023-06-07T16:16:40.813",31601,"ДТС095-50М.В3.500.МГ",null,"Термопреобразователь сопротивления ДТС095-50М.В3.500.МГ",1800,2160,"9",1,9025900008,24]
["2023-06-07T16:16:40.813",10901,"ДТС104-50М.В3.100/1",null,"Термопреобразователь сопротивления ДТС104-50М.В3.100/1",865,1038,"12",1000,9025900008,24]
["2023-06-07T16:16:40.813",101275,"ДТС104-50М.В3.120/15",null,"Термопреобразователь сопротивления ДТС104-50М.В3.120/15",1985,2382,"12",1000,9025900008,24]
["2023-06-07T16:16:40.813",9095,"ДТС104-50М.В3.320/1,5",null,"Термопреобразователь сопротивления ДТС104-50М.В3.320/1,5",1020,1224,"12",1000,9025900008,24]
["2023-06-07T16:16:40.813",37426,"ДТС104-50М.В3.60/5",null,"Термопреобразователь сопротивления ДТС104-50М.В3.60/5",1185,1422,"12",1000,9025900008,24]
["2023-06-07T16:16:40.813",109738,"ДТС105-50М.В2.180.МГ",null,"Термопреобразователь сопротивления ДТС105-50М.В2.180.МГ",1600,1920,"9",1,9025900008,24]
["2023-06-07T16:16:40.813",8075,"ДТС105-50М.В2.80",null,"Термопреобразователь сопротивления ДТС105-50М.В2.80",1100,1320,"9",1000,9025900008,24]
["2023-06-07T16:16:40.813",7071,"ДТС105-50М.В3.160",null,"Термопреобразователь сопротивления ДТС105-50М.В3.160",1100,1320,"9",1000,9025900008,24]
["2023-06-07T16:16:40.813",7507,"ДТС105-50М.В3.630",null,"Термопреобразователь сопротивления ДТС105-50М.В3.630",1300,1560,"9",1000,9025900008,24]
["2023-06-07T16:16:40.813",18314,"ДТС105-50М.В4.100",null,"Термопреобразователь сопротивления ДТС105-50М.В4.100",1100,1320,"9",1000,9025900008,24]
["2023-06-07T16:16:40.813",17484,"ДТС105-50М.С3.500",null,"Термопреобразователь сопротивления ДТС105-50М.С3.500",1300,1560,"9",1,9025900008,24]
["2023-06-07T16:16:40.813",48065,"ДТС105Л-50М.В3.630",null,"Термопреобразователь сопротивления ДТС105Л-50М.В3.630",1300,1560,"9",1000,9025900008,24]
["2023-06-07T16:16:40.813",17279,"ДТС114-50М.В3.160/0,5",null,"Термопреобразователь сопротивления ДТС114-50М.В3.160/0,5",825,990,"12",1,9025900008,24]
["2023-06-07T16:16:40.813",10256,"ДТС114-50М.В3.200/2,5",null,"Термопреобразователь сопротивления ДТС114-50М.В3.200/2,5",1100,1320,"12",1,9025900008,24]
["2023-06-07T16:16:40.813",52830,"ДТС114-50М.В3.80/3",null,"Термопреобразователь сопротивления ДТС114-50М.В3.80/3",1025,1230,"12",1,9025900008,24]
["2023-06-07T16:16:40.813",64890,"ДТС124-50М.В3.100/8",null,"Термопреобразователь сопротивления ДТС124-50М.В3.100/8",1725,2070,"12",300,9025900008,24]
["2023-06-07T16:16:40.813",42750,"ДТС124-50М.В3.160/1",null,"Термопреобразователь сопротивления ДТС124-50М.В3.160/1",1165,1398,"12",1,9025900008,24]
["2023-06-07T16:16:40.813",31131,"ДТС124-50М.С3.60/4",null,"Термопреобразователь сопротивления ДТС124-50М.С3.60/4",1405,1686,"12",1,9025900008,24]
["2023-06-07T16:16:40.813",51067,"ДТС125Л-50М.В4.80",null,"Термопреобразователь сопротивления ДТС125Л-50М.В4.80",925,1110,"4",1000,9025900008,24]
["2023-06-07T16:16:40.813",16304,"ДТС134-50М.В3.120/1",null,"Термопреобразователь сопротивления ДТС134-50М.В3.120/1",1165,1398,"12",600,9025900008,24]
["2023-06-07T16:16:40.813",71003,"ДТС134-50М.В3.80/6",null,"Термопреобразователь сопротивления ДТС134-50М.В3.80/6",1565,1878,"12",1,9025900008,24]
["2023-06-07T16:16:40.813",73524,"ДТС144-50М.В3.100/3",null,"Термопреобразователь сопротивления ДТС144-50М.В3.100/3",1325,1590,"12",1,9025900008,24]
["2023-06-07T16:16:40.813",16814,"ДТС144-50М.В3.200/3",null,"Термопреобразователь сопротивления ДТС144-50М.В3.200/3",1475,1770,"12",1,9025900008,24]
["2023-06-07T16:16:40.813",10931,"ДТС144-50М.В3.80/7",null,"Термопреобразователь сопротивления ДТС144-50М.В3.80/7",1645,1974,"12",1,9025900008,24]
["2023-06-07T16:16:40.813",9973,"ДТС145-50М.В3.60",null,"Термопреобразователь сопротивления ДТС145-50М.В3.60",1100,1320,"9",1000,9025900008,24]
["2023-06-07T16:16:40.813",46843,"ДТС145-50М.В4.500",null,"Термопреобразователь сопротивления ДТС145-50М.В4.500",1300,1560,"9",1000,9025900008,24]
["2023-06-07T16:16:40.813",16385,"ДТС145Э-50М.В3.60",null,"Термопреобразователь сопротивления ДТС145Э-50М.В3.60",1320,1584,"9",1,9025900008,24]
["2023-06-07T16:16:40.813",8036,"ДТС174-50М.В3.120/2,5",null,"Термопреобразователь сопротивления ДТС174-50М.В3.120/2,5",2185,2622,"12",300,9025900008,24]
["2023-06-07T16:16:40.813",35924,"ДТС174-50М.В3.160/2,5",null,"Термопреобразователь сопротивления ДТС174-50М.В3.160/2,5",2185,2622,"12",300,9025900008,24]
["2023-06-07T16:16:40.813",15577,"ДТС174-50М.В3.200/10",null,"Термопреобразователь сопротивления ДТС174-50М.В3.200/10",4150,4980,"12",1,9025900008,24]
["2023-06-07T16:16:40.813",48444,"ДТС174-50М.В3.60/1",null,"Термопреобразователь сопротивления ДТС174-50М.В3.60/1",1810,2172,"12",1,9025900008,24]
["2023-06-07T16:16:40.813",15427,"ДТС184-50М.В3.100/2,5",null,"Термопреобразователь сопротивления ДТС184-50М.В3.100/2,5",2185,2622,"12",1,9025900008,24]
["2023-06-07T16:16:40.813",39112,"ДТС194-50М.В3.100/4",null,"Термопреобразователь сопротивления ДТС194-50М.В3.100/4",1405,1686,"12",1,9025900008,24]
["2023-06-07T16:16:40.813",16510,"ДТС194-50М.В3.160/2",null,"Термопреобразователь сопротивления ДТС194-50М.В3.160/2",1245,1494,"12",1000,9025900008,24]
["2023-06-07T16:16:40.813",43650,"ДТС194-50М.В3.60/12",null,"Термопреобразователь сопротивления ДТС194-50М.В3.60/12",2045,2454,"12",1000,9025900008,24]
["2023-06-07T16:16:40.813",57949,"ДТС194-50М.В3.600/2",null,"Термопреобразователь сопротивления ДТС194-50М.В3.600/2",1870,2244,"12",1,9025900008,24]
["2023-06-07T16:16:40.813",108624,"ДТС194Э2-50М.В3.160/5",null,"Термопреобразователь сопротивления ДТС194Э2-50М.В3.160/5",2552,3062.4,"12",982,9025900008,24]
["2023-06-07T16:16:40.813",88942,"ДТС214-50М.В3.100/1",null,"Термопреобразователь сопротивления ДТС214-50М.В3.100/1",740,888,"12",1,9025900008,24]
["2023-06-07T16:16:40.813",62507,"ДТС214-50М.В3.160/0,2",null,"Термопреобразователь сопротивления ДТС214-50М.В3.160/0,2",660,792,"12",1,9025900008,24]
["2023-06-07T16:16:40.813",67550,"ДТС214-50М.В3.30/1,5",null,"Термопреобразователь сопротивления ДТС214-50М.В3.30/1,5",780,936,"12",1,9025900008,24]
["2023-06-07T16:16:40.813",103002,"ДТС214-50М.В3.40/10",null,"Термопреобразователь сопротивления ДТС214-50М.В3.40/10",1460,1752,"12",1,9025900008,24]
["2023-06-07T16:16:40.813",68328,"ДТС214-50М.В3.80/2",null,"Термопреобразователь сопротивления ДТС214-50М.В3.80/2",820,984,"12",1,9025900008,24]
["2023-06-07T16:16:40.813",10986,"ДТС224-50М.В3.30/3",null,"Термопреобразователь сопротивления ДТС224-50М.В3.30/3",1740,2088,"12",1,9025900008,24]
["2023-06-07T16:16:40.813",50127,"ДТС224-50М.В3.43/11",null,"Термопреобразователь сопротивления ДТС224-50М.В3.43/11",2380,2856,"12",1,9025900008,24]
["2023-06-07T16:16:40.813",16122,"ДТС3005-50М.В4",null,"Термопреобразователь сопротивления ДТС3005-50М.В4",1070,1284,"30",1,9025900008,24]
["2023-06-07T16:16:40.813",125828,"ДТС314-50М.В3.100/2,5",null,"Термопреобразователь сопротивления ДТС314-50М.В3.100/2,5",1285,1542,"12",1,9025900008,24]
["2023-06-07T16:16:40.813",135844,"ДТС314-50М.В3.250/2",null,"Термопреобразователь сопротивления ДТС314-50М.В3.250/2",1285,1542,"12",1,9025900008,24]
["2023-06-07T16:16:40.813",62562,"ДТС314-50М.В3.50/4",null,"Термопреобразователь сопротивления ДТС314-50М.В3.50/4",1660,1992,"12",1,9025900008,24]
["2023-06-07T16:16:40.813",66300,"ДТС314-50М.В4.40/12",null,"Термопреобразователь сопротивления ДТС314-50М.В4.40/12",4500,5400,"12",1,9025900008,24]
["2023-06-07T16:16:40.813",76953,"ДТС324-50М.В3.41/20",null,"Термопреобразователь сопротивления ДТС324-50М.В3.41/20",3100,3720,"12",1,9025900008,24]
["2023-06-07T16:16:40.813",93625,"ДТС335-50М.В3.180",null,"Термопреобразователь сопротивления ДТС335-50М.В3.180",1100,1320,"9",1000,9025900008,24]
["2023-06-07T16:16:40.813",86900,"ДТС335-50М.В4.100",null,"Термопреобразователь сопротивления ДТС335-50М.В4.100",1100,1320,"9",1000,9025900008,24]
["2023-06-07T16:16:40.813",104438,"ДТС335-50М.В4.60.МГ",null,"Термопреобразователь сопротивления ДТС335-50М.В4.60.МГ",1600,1920,"9",1,9025900008,24]
["2023-06-07T16:16:40.813",107118,"ДТС405Л-50М.В3.200",null,"Термопреобразователь сопротивления ДТС405Л-50М.В3.200",1625,1950,"9",180,9025900008,24]
["2023-06-07T16:16:40.813",62897,"ДТС414-50М.В3.40/1",null,"Термопреобразователь сопротивления ДТС414-50М.В3.40/1",910,1092,"12",1,9025900008,24]
["2023-06-07T16:16:40.813",127644,"ДТС414-50М.В3.80/4",null,"Термопреобразователь сопротивления ДТС414-50М.В3.80/4",1660,1992,"12",1,9025900008,24]
["2023-06-07T16:16:40.813",108090,"ДТС505Л-50М.В3.160",null,"Термопреобразователь сопротивления ДТС505Л-50М.В3.160",1100,1320,"9",1000,9025900008,24]
["2023-06-07T16:16:40.813",128148,"ДТС515Л-50М.В3.630",null,"Термопреобразователь сопротивления ДТС515Л-50М.В3.630",1000,1200,"9",816,9025900008,24]
["2023-06-07T16:16:40.813",130894,"2ДТС045Л-50П.В3.160",null,"Термопреобразователь сопротивления 2ДТС045Л-50П.В3.160",4140,4968,"9",11,9025900008,24]
["2023-06-07T16:16:40.813",76967,"2ДТС095Л-РТ100.В3.100",null,"Термопреобразователь сопротивления 2ДТС095Л-РТ100.В3.100",3335,4002,"9",1,9025900008,24]
["2023-06-07T16:16:40.813",98953,"ДТС014-50П.А3.25/15",null,"Термопреобразователь сопротивления ДТС014-50П.А3.25/15",4002,4802.3999999999996,"12",1,9025900008,0]
["2023-06-07T16:16:40.813",98910,"ДТС014-50П.В4.25/20",null,"Термопреобразователь сопротивления ДТС014-50П.В4.25/20",4335,5202,"12",1,9025900008,0]
["2023-06-07T16:16:40.813",18296,"ДТС015-50П.А4.80",null,"Термопреобразователь сопротивления ДТС015-50П.А4.80",3444,4132.8,"9",214,9025900008,24]
["2023-06-07T16:16:40.813",69218,"ДТС015-50П.В3.200.МГ",null,"Термопреобразователь сопротивления ДТС015-50П.В3.200.МГ",3370,4044,"9",1,9025900008,24]
["2023-06-07T16:16:40.813",56192,"ДТС015Л-50П.В3.630",null,"Термопреобразователь сопротивления ДТС015Л-50П.В3.630",2955,3546,"9",1,9025900008,24]
["2023-06-07T16:16:40.813",20739,"ДТС025-50П.А3.60",null,"Термопреобразователь сопротивления ДТС025-50П.А3.60",3444,4132.8,"9",1,9025900008,24]
["2023-06-07T16:16:40.813",9306,"ДТС025-50П.В3.160",null,"Термопреобразователь сопротивления ДТС025-50П.В3.160",2870,3444,"9",267,9025900008,24]
["2023-06-07T16:16:40.813",14947,"ДТС025-50П.В3.80",null,"Термопреобразователь сопротивления ДТС025-50П.В3.80",2870,3444,"9",214,9025900008,24]
["2023-06-07T16:16:40.813",99352,"ДТС034-50П.В4.25/0,7",null,"Термопреобразователь сопротивления ДТС034-50П.В4.25/0,7",2405,2886,"12",1,9025900008,0]
["2023-06-07T16:16:40.813",10223,"ДТС035-50П.А3.400",null,"Термопреобразователь сопротивления ДТС035-50П.А3.400",4254,5104.8,"9",1,9025900008,24]
["2023-06-07T16:16:40.813",10863,"ДТС035-50П.А4.80",null,"Термопреобразователь сопротивления ДТС035-50П.А4.80",4002,4802.3999999999996,"9",214,9025900008,24]
["2023-06-07T16:16:40.813",103553,"ДТС035-50П.В3.80.МГ",null,"Термопреобразователь сопротивления ДТС035-50П.В3.80.МГ",3835,4602,"9",214,9025900008,24]
["2023-06-07T16:16:40.813",19847,"ДТС035-50П.В4.630",null,"Термопреобразователь сопротивления ДТС035-50П.В4.630",3545,4254,"9",267,9025900008,24]
["2023-06-07T16:16:40.813",20941,"ДТС044-50П.А3.30/3",null,"Термопреобразователь сопротивления ДТС044-50П.А3.30/3",3042,3650.4,"12",1,9025900008,24]
["2023-06-07T16:16:40.813",107498,"ДТС044-50П.А4.35/10",null,"Термопреобразователь сопротивления ДТС044-50П.А4.35/10",3802,4562.3999999999996,"12",1,9025900008,24]
["2023-06-07T16:16:40.813",83685,"ДТС045-50П.А3.2000.МГ",null,"Термопреобразователь сопротивления ДТС045-50П.А3.2000.МГ",4870,5844,"9",267,9025900008,24]
["2023-06-07T16:16:40.813",21373,"ДТС045-50П.А3.60",null,"Термопреобразователь сопротивления ДТС045-50П.А3.60",4002,4802.3999999999996,"9",214,9025900008,24]
["2023-06-07T16:16:40.813",21260,"ДТС045-50П.В3.1300",null,"Термопреобразователь сопротивления ДТС045-50П.В3.1300",3642,4370.3999999999996,"9",1,9025900008,24]
["2023-06-07T16:16:40.813",8525,"ДТС045-50П.В3.800",null,"Термопреобразователь сопротивления ДТС045-50П.В3.800",3545,4254,"9",267,9025900008,24]
["2023-06-07T16:16:40.813",49395,"ДТС045Л-50П.В3.100",null,"Термопреобразователь сопротивления ДТС045Л-50П.В3.100",3335,4002,"9",267,9025900008,24]
["2023-06-07T16:16:40.813",62285,"ДТС045Э1-50П.В3.900",null,"Термопреобразователь сопротивления ДТС045Э1-50П.В3.900",5370,6444,"9",1,9025900008,24]
["2023-06-07T16:16:40.813",135725,"ДТС054-50П.А3.250/10",null,"Термопреобразователь сопротивления ДТС054-50П.А3.250/10",4352,5222.3999999999996,"12",1,9025900008,24]
["2023-06-07T16:16:40.813",53339,"ДТС054-50П.В3.160/7",null,"Термопреобразователь сопротивления ДТС054-50П.В3.160/7",3390,4068,"12",1,9025900008,24]
["2023-06-07T16:16:40.813",49179,"ДТС054-50П.В3.60/15",null,"Термопреобразователь сопротивления ДТС054-50П.В3.60/15",4030,4836,"12",1,9025900008,24]
["2023-06-07T16:16:40.813",30639,"ДТС054-50П.В3.60/6",null,"Термопреобразователь сопротивления ДТС054-50П.В3.60/6",3310,3972,"12",1,9025900008,24]
["2023-06-07T16:16:40.813",19811,"ДТС055-50П.А3.160",null,"Термопреобразователь сопротивления ДТС055-50П.А3.160",4002,4802.3999999999996,"9",267,9025900008,24]
["2023-06-07T16:16:40.813",19124,"ДТС055-50П.В4.80",null,"Термопреобразователь сопротивления ДТС055-50П.В4.80",3335,4002,"9",1,9025900008,24]
["2023-06-07T16:16:40.813",128358,"ДТС064-50П.А3.100/1",null,"Термопреобразователь сопротивления ДТС064-50П.А3.100/1",3476,4171.2,"12",267,9025900008,24]
["2023-06-07T16:16:40.813",19893,"ДТС064-50П.А3.80/1,5",null,"Термопреобразователь сопротивления ДТС064-50П.А3.80/1,5",3516,4219.2,"12",1,9025900008,24]
["2023-06-07T16:16:40.813",10990,"ДТС064-50П.В3.320/3",null,"Термопреобразователь сопротивления ДТС064-50П.В3.320/3",3200,3840,"12",1,9025900008,24]
["2023-06-07T16:16:40.813",10560,"ДТС064-50П.В3.80/1",null,"Термопреобразователь сопротивления ДТС064-50П.В3.80/1",2910,3492,"12",1,9025900008,24]
["2023-06-07T16:16:40.813",10202,"ДТС065-50П.А3.120",null,"Термопреобразователь сопротивления ДТС065-50П.А3.120",4002,4802.3999999999996,"9",267,9025900008,24]
["2023-06-07T16:16:40.813",108338,"ДТС065-50П.В3.700",null,"Термопреобразователь сопротивления ДТС065-50П.В3.700",3545,4254,"9",267,9025900008,24]
["2023-06-07T16:16:40.813",18441,"ДТС074-50П.А3.60/15",null,"Термопреобразователь сопротивления ДТС074-50П.А3.60/15",4596,5515.2,"12",1,9025900008,24]
["2023-06-07T16:16:40.813",31642,"ДТС074-50П.В4.100/6.М18Х1,5",null,"Термопреобразователь сопротивления ДТС074-50П.В4.100/6.М18Х1,5",3855,4626,"12",1,9025900008,24]
["2023-06-07T16:16:40.813",77263,"ДТС075-50П.В3.1000.МГ",null,"Термопреобразователь сопротивления ДТС075-50П.В3.1000.МГ",4142,4970.3999999999996,"9",56,9025900008,24]
["2023-06-07T16:16:40.813",9338,"ДТС075-50П.В3.630",null,"Термопреобразователь сопротивления ДТС075-50П.В3.630",3545,4254,"9",267,9025900008,24]
["2023-06-07T16:16:40.813",18900,"ДТС075-50П.В4.320",null,"Термопреобразователь сопротивления ДТС075-50П.В4.320",3545,4254,"9",1,9025900008,24]
["2023-06-07T16:16:40.813",9852,"ДТС085-50П.В3.250",null,"Термопреобразователь сопротивления ДТС085-50П.В3.250",3335,4002,"9",1,9025900008,24]
["2023-06-07T16:16:40.813",8392,"ДТС094-50П.В3.100/0,5",null,"Термопреобразователь сопротивления ДТС094-50П.В3.100/0,5",2405,2886,"12",1,9025900008,24]
["2023-06-07T16:16:40.813",87666,"ДТС094-50П.В3.400/3",null,"Термопреобразователь сопротивления ДТС094-50П.В3.400/3",2820,3384,"12",1,9025900008,24]
["2023-06-07T16:16:40.813",15191,"ДТС095-50П.А3.200",null,"Термопреобразователь сопротивления ДТС095-50П.А3.200",4002,4802.3999999999996,"9",1,9025900008,24]
["2023-06-07T16:16:40.813",68343,"ДТС095-50П.В3.1600",null,"Термопреобразователь сопротивления ДТС095-50П.В3.1600",3642,4370.3999999999996,"9",267,9025900008,24]
["2023-06-07T16:16:40.813",9665,"ДТС104-50П.В3.500/8",null,"Термопреобразователь сопротивления ДТС104-50П.В3.500/8",3220,3864,"12",1,9025900008,24]
["2023-06-07T16:16:40.813",45067,"ДТС105-50П.В3.1000.МГ",null,"Термопреобразователь сопротивления ДТС105-50П.В3.1000.МГ",4142,4970.3999999999996,"9",1,9025900008,24]
["2023-06-07T16:16:40.813",36596,"ДТС105-50П.В4.100",null,"Термопреобразователь сопротивления ДТС105-50П.В4.100",3335,4002,"9",1,9025900008,24]
["2023-06-07T16:16:40.813",112793,"ДТС114-50П.В3.80/5",null,"Термопреобразователь сопротивления ДТС114-50П.В3.80/5",2765,3318,"12",214,9025900008,24]
["2023-06-07T16:16:40.813",36746,"ДТС124-50П.В3.100/4",null,"Термопреобразователь сопротивления ДТС124-50П.В3.100/4",3150,3780,"12",1,9025900008,24]
["2023-06-07T16:16:40.813",44565,"ДТС124-50П.В3.60/2",null,"Термопреобразователь сопротивления ДТС124-50П.В3.60/2",2990,3588,"12",1,9025900008,24]
["2023-06-07T16:16:40.813",19380,"ДТС145-50П.А3.120",null,"Термопреобразователь сопротивления ДТС145-50П.А3.120",4002,4802.3999999999996,"9",1,9025900008,24]
["2023-06-07T16:16:40.813",59522,"ДТС145-50П.В4.250",null,"Термопреобразователь сопротивления ДТС145-50П.В4.250",3335,4002,"9",1,9025900008,24]
["2023-06-07T16:16:40.813",9307,"ДТС174-50П.В3.100/3,5",null,"Термопреобразователь сопротивления ДТС174-50П.В3.100/3,5",4420,5304,"12",1,9025900008,24]
["2023-06-07T16:16:40.813",98010,"ДТС174-50П.В4.250/1",null,"Термопреобразователь сопротивления ДТС174-50П.В4.250/1",4080,4896,"По запросу",1,9025900008,24]
["2023-06-07T16:16:40.813",39925,"ДТС194-50П.В3.60/1,5",null,"Термопреобразователь сопротивления ДТС194-50П.В3.60/1,5",2950,3540,"12",1,9025900008,24]
["2023-06-07T16:16:40.813",43689,"ДТС204-50П.В3.40/0,2",null,"Термопреобразователь сопротивления ДТС204-50П.В3.40/0,2",2830,3396,"12",75,9025900008,24]
["2023-06-07T16:16:40.813",132226,"ДТС214-50П.А3.50/1",null,"Термопреобразователь сопротивления ДТС214-50П.А3.50/1",2882,3458.4,"12",214,9025900008,24]
["2023-06-07T16:16:40.813",19165,"ДТС224-50П.В3.43/2,5",null,"Термопреобразователь сопротивления ДТС224-50П.В3.43/2,5",3495,4194,"12",1,9025900008,24]
["2023-06-07T16:16:40.813",103926,"ДТС314-50П.В3.120/1",null,"Термопреобразователь сопротивления ДТС314-50П.В3.120/1",2585,3102,"12",267,9025900008,24]
["2023-06-07T16:16:40.813",88877,"ДТС324-50П.А3.41/1",null,"Термопреобразователь сопротивления ДТС324-50П.А3.41/1",4034,4840.8,"12",214,9025900008,24]
["2023-06-07T16:16:40.813",135010,"ДТС414-50П.В3.160/3",null,"Термопреобразователь сопротивления ДТС414-50П.В3.160/3",3085,3702,"12",267,9025900008,24]
["2023-06-07T16:16:40.813",114810,"ДТС505Л-50П.В3.80",null,"Термопреобразователь сопротивления ДТС505Л-50П.В3.80",3335,4002,"9",214,9025900008,24]
["2023-06-07T16:16:40.813",135447,"2ДТС024-РТ100.А3.160/6",null,"Термопреобразователь сопротивления 2ДТС024-РТ100.А3.160/6",3390,4068,"12",1000,9025900008,24]
["2023-06-07T16:16:40.813",125370,"2ДТС025Л-РТ100.В2.230",null,"Термопреобразователь сопротивления 2ДТС025Л-РТ100.В2.230",3205,3846,"9",256,9025900008,24]
["2023-06-07T16:16:40.813",67058,"2ДТС035Л-РТ100.В2.100.МГ",null,"Термопреобразователь сопротивления 2ДТС035Л-РТ100.В2.100.МГ",3705,4446,"9",1,9025900008,24]
["2023-06-07T16:16:40.813",61534,"2ДТС035Л-РТ100.В3.250",null,"Термопреобразователь сопротивления 2ДТС035Л-РТ100.В3.250",3335,4002,"9",146,9025900008,24]
["2023-06-07T16:16:40.813",69673,"2ДТС045Л-РТ100.А4.2000",null,"Термопреобразователь сопротивления 2ДТС045Л-РТ100.А4.2000",6078,7293.6,"9",1,9025900008,24]
["2023-06-07T16:16:40.813",62170,"2ДТС045Л-РТ100.В3.500",null,"Термопреобразователь сопротивления 2ДТС045Л-РТ100.В3.500",3800,4560,"9",146,9025900008,24]
["2023-06-07T16:16:40.813",37912,"2ДТС064-РТ100.В3.120/3",null,"Термопреобразователь сопротивления 2ДТС064-РТ100.В3.120/3",2505,3006,"12",1000,9025900008,24]
["2023-06-07T16:16:40.813",83452,"2ДТС064-РТ100.В3.80/3",null,"Термопреобразователь сопротивления 2ДТС064-РТ100.В3.80/3",2505,3006,"12",1000,9025900008,24]
["2023-06-07T16:16:40.813",85304,"2ДТС074-РТ100.А4.80/0,2",null,"Термопреобразователь сопротивления 2ДТС074-РТ100.А4.80/0,2",2430,2916,"30",1000,9025900008,24]
["2023-06-07T16:16:40.813",83053,"2ДТС075Л-РТ100.А3.630",null,"Термопреобразователь сопротивления 2ДТС075Л-РТ100.А3.630",4560,5472,"9",146,9025900008,24]
["2023-06-07T16:16:40.813",59746,"2ДТС085Л-РТ100.В3.200",null,"Термопреобразователь сопротивления 2ДТС085Л-РТ100.В3.200",3335,4002,"9",1,9025900008,24]
["2023-06-07T16:16:40.813",68733,"2ДТС095Л-РТ100.В3.80.R1/2",null,"Термопреобразователь сопротивления 2ДТС095Л-РТ100.В3.80.R1/2",3836,4603.2,"9",146,9025900008,24]
["2023-06-07T16:16:40.813",58030,"2ДТС105Л-РТ100.В3.1000",null,"Термопреобразователь сопротивления 2ДТС105Л-РТ100.В3.1000",4815,5778,"9",146,9025900008,24]
["2023-06-07T16:16:40.813",59097,"2ДТС105Л-РТ100.В3.80",null,"Термопреобразователь сопротивления 2ДТС105Л-РТ100.В3.80",3335,4002,"9",146,9025900008,24]
["2023-06-07T16:16:40.813",103212,"2ДТС335Л-РТ100.А3.160",null,"Термопреобразователь сопротивления 2ДТС335Л-РТ100.А3.160",4002,4802.3999999999996,"9",146,9025900008,24]
["2023-06-07T16:16:40.813",98904,"ДТС014-РТ100.А3.25/0,5",null,"Термопреобразователь сопротивления ДТС014-РТ100.А3.25/0,5",1560,1872,"12",1000,9025900008,0]
["2023-06-07T16:16:40.813",98841,"ДТС014-РТ100.В3.25/1,5",null,"Термопреобразователь сопротивления ДТС014-РТ100.В3.25/1,5",1387,1664.4,"12",1000,9025900008,0]
["2023-06-07T16:16:40.813",117499,"ДТС014-РТ100.В3.25/3,2",null,"Термопреобразователь сопротивления ДТС014-РТ100.В3.25/3,2",1523,1827.6,"12",1000,9025900008,24]
["2023-06-07T16:16:40.813",98773,"ДТС014-РТ100.В4.25/1",null,"Термопреобразователь сопротивления ДТС014-РТ100.В4.25/1",1367,1640.4,"30",1000,9025900008,0]
["2023-06-07T16:16:40.813",91473,"ДТС015Л-РТ100.А3.630",null,"Термопреобразователь сопротивления ДТС015Л-РТ100.А3.630",2784,3340.8,"9",1,9025900008,24]
["2023-06-07T16:16:40.813",94937,"ДТС015Л-РТ100.В2.160",null,"Термопреобразователь сопротивления ДТС015Л-РТ100.В2.160",2075,2490,"9",625,9025900008,24]
["2023-06-07T16:16:40.813",120652,"ДТС015Л-РТ100.В4.180",null,"Термопреобразователь сопротивления ДТС015Л-РТ100.В4.180",2075,2490,"9",1,9025900008,24]
["2023-06-07T16:16:40.813",106990,"ДТС015-РТ100.В2.180",null,"Термопреобразователь сопротивления ДТС015-РТ100.В2.180",2075,2490,"9",588,9025900008,24]
["2023-06-07T16:16:40.813",38532,"ДТС015-РТ100.В3.100.МГ",null,"Термопреобразователь сопротивления ДТС015-РТ100.В3.100.МГ",2575,3090,"9",1000,9025900008,24]
["2023-06-07T16:16:40.813",8803,"ДТС015-РТ100.В3.300",null,"Термопреобразователь сопротивления ДТС015-РТ100.В3.300",2320,2784,"9",1000,9025900008,24]
["2023-06-07T16:16:40.813",31889,"ДТС015-РТ100.В4.250",null,"Термопреобразователь сопротивления ДТС015-РТ100.В4.250",2075,2490,"9",1,9025900008,24]
["2023-06-07T16:16:40.813",73225,"ДТС015Э4-РТ100.В3.1020",null,"Термопреобразователь сопротивления ДТС015Э4-РТ100.В3.1020",4002,4802.3999999999996,"9",1000,9025900008,24]
["2023-06-07T16:16:40.813",38004,"ДТС024-РТ100.В2.30/0,2",null,"Термопреобразователь сопротивления ДТС024-РТ100.В2.30/0,2",1267,1520.4,"30",1000,9025900008,24]
["2023-06-07T16:16:40.813",55017,"ДТС024-РТ100.В3.30/0,3",null,"Термопреобразователь сопротивления ДТС024-РТ100.В3.30/0,3",1291,1549.2,"12",1000,9025900008,24]
["2023-06-07T16:16:40.813",136377,"ДТС024-РТ100.В3.50/5",null,"Термопреобразователь сопротивления ДТС024-РТ100.В3.50/5",1667,2000.4,"12",1,9025900008,24]
["2023-06-07T16:16:40.813",56675,"ДТС024-РТ100.В3.60/2",null,"Термопреобразователь сопротивления ДТС024-РТ100.В3.60/2",1427,1712.4,"12",1000,9025900008,24]
["2023-06-07T16:16:40.813",40687,"ДТС025Л-РТ100.В3.100",null,"Термопреобразователь сопротивления ДТС025Л-РТ100.В3.100",2075,2490,"9",1000,9025900008,24]
["2023-06-07T16:16:40.813",42879,"ДТС025Л-РТ100.В3.630",null,"Термопреобразователь сопротивления ДТС025Л-РТ100.В3.630",2320,2784,"9",1000,9025900008,24]
["2023-06-07T16:16:40.813",46621,"ДТС025-РТ100.А3.60",null,"Термопреобразователь сопротивления ДТС025-РТ100.А3.60",2490,2988,"9",1000,9025900008,24]
["2023-06-07T16:16:40.813",46821,"ДТС025-РТ100.В2.100",null,"Термопреобразователь сопротивления ДТС025-РТ100.В2.100",2075,2490,"9",769,9025900008,24]
["2023-06-07T16:16:40.813",31653,"ДТС025-РТ100.В3.200.МГ",null,"Термопреобразователь сопротивления ДТС025-РТ100.В3.200.МГ",2575,3090,"9",1000,9025900008,24]
["2023-06-07T16:16:40.813",30716,"ДТС025-РТ100.В4.2000.МГ",null,"Термопреобразователь сопротивления ДТС025-РТ100.В4.2000.МГ",3835,4602,"9",1,9025900008,24]
["2023-06-07T16:16:40.813",69761,"ДТС025-РТ100.С3.80.МГ",null,"Термопреобразователь сопротивления ДТС025-РТ100.С3.80.МГ",2575,3090,"9",1,9025900008,24]
["2023-06-07T16:16:40.813",99329,"ДТС034-РТ100.А3.25/7",null,"Термопреобразователь сопротивления ДТС034-РТ100.А3.25/7",2080,2496,"12",913,9025900008,0]
["2023-06-07T16:16:40.813",99261,"ДТС034-РТ100.В3.25/6",null,"Термопреобразователь сопротивления ДТС034-РТ100.В3.25/6",1747,2096.4,"12",913,9025900008,0]
["2023-06-07T16:16:40.813",99236,"ДТС034-РТ100.В4.25/3,5",null,"Термопреобразователь сопротивления ДТС034-РТ100.В4.25/3,5",1617,1940.4,"30",913,9025900008,0]
["2023-06-07T16:16:40.813",118034,"ДТС034Э3НЖ-РТ100.В3.35/0,8",null,"Термопреобразователь сопротивления ДТС034Э3НЖ-РТ100.В3.35/0,8",1720,2064,"12",913,9025900008,24]
["2023-06-07T16:16:40.813",103964,"ДТС035Л-РТ100.А3.320",null,"Термопреобразователь сопротивления ДТС035Л-РТ100.А3.320",3144,3772.8,"9",1000,9025900008,24]
["2023-06-07T16:16:40.813",119047,"ДТС035Л-РТ100.В3.100.G1/2",null,"Термопреобразователь сопротивления ДТС035Л-РТ100.В3.100.G1/2",2525,3030,"9",1000,9025900008,24]
["2023-06-07T16:16:40.813",125074,"ДТС035Л-РТ100.В3.1500",null,"Термопреобразователь сопротивления ДТС035Л-РТ100.В3.1500",3670,4404,"9",1000,9025900008,24]
["2023-06-07T16:16:40.813",106085,"ДТС035Л-РТ100.В3.50",null,"Термопреобразователь сопротивления ДТС035Л-РТ100.В3.50",2195,2634,"9",1000,9025900008,24]
["2023-06-07T16:16:40.813",128781,"ДТС035Л-РТ100.В4.60.МГ",null,"Термопреобразователь сопротивления ДТС035Л-РТ100.В4.60.МГ",2695,3234,"9",1,9025900008,24]
["2023-06-07T16:16:40.813",136182,"ДТС035-РТ100.А3.300.МГ",null,"Термопреобразователь сопротивления ДТС035-РТ100.А3.300.МГ",3644,4372.8,"9",1000,9025900008,24]
["2023-06-07T16:16:40.813",111461,"ДТС035-РТ100.А4.100.G1/2",null,"Термопреобразователь сопротивления ДТС035-РТ100.А4.100.G1/2",3030,3636,"9",1000,9025900008,24]
["2023-06-07T16:16:40.813",103289,"ДТС035-РТ100.В2.150.G1/2",null,"Термопреобразователь сопротивления ДТС035-РТ100.В2.150.G1/2",2525,3030,"9",465,9025900008,24]
["2023-06-07T16:16:40.813",9096,"ДТС035-РТ100.В3.1000",null,"Термопреобразователь сопротивления ДТС035-РТ100.В3.1000",3670,4404,"9",1000,9025900008,24]
["2023-06-07T16:16:40.813",87646,"ДТС035-РТ100.В3.200.МГ.G1/2",null,"Термопреобразователь сопротивления ДТС035-РТ100.В3.200.МГ.G1/2",3025,3630,"9",1000,9025900008,24]
["2023-06-07T16:16:40.813",63742,"ДТС035-РТ100.В3.240",null,"Термопреобразователь сопротивления ДТС035-РТ100.В3.240",2195,2634,"9",1000,9025900008,24]
["2023-06-07T16:16:40.813",9018,"ДТС035-РТ100.В3.630",null,"Термопреобразователь сопротивления ДТС035-РТ100.В3.630",2620,3144,"9",1000,9025900008,24]
["2023-06-07T16:16:40.813",115954,"ДТС035-РТ100.В4.250.МГ.G1/2",null,"Термопреобразователь сопротивления ДТС035-РТ100.В4.250.МГ.G1/2",3025,3630,"9",140,9025900008,24]
["2023-06-07T16:16:40.813",59937,"ДТС035-РТ100.В4.80.МГ",null,"Термопреобразователь сопротивления ДТС035-РТ100.В4.80.МГ",2695,3234,"9",140,9025900008,24]
["2023-06-07T16:16:40.813",49039,"ДТС044-РТ100.А3.30/0,5",null,"Термопреобразователь сопротивления ДТС044-РТ100.А3.30/0,5",1560,1872,"12",1,9025900008,24]
["2023-06-07T16:16:40.813",126798,"ДТС044-РТ100.В3.160/0,3",null,"Термопреобразователь сопротивления ДТС044-РТ100.В3.160/0,3",1291,1549.2,"12",1000,9025900008,24]
["2023-06-07T16:16:40.813",37489,"ДТС044-РТ100.В3.30/6",null,"Термопреобразователь сопротивления ДТС044-РТ100.В3.30/6",1747,2096.4,"12",1000,9025900008,24]
["2023-06-07T16:16:40.813",8521,"ДТС044-РТ100.В3.35/5",null,"Термопреобразователь сопротивления ДТС044-РТ100.В3.35/5",1667,2000.4,"12",1000,9025900008,24]
["2023-06-07T16:16:40.813",47296,"ДТС044-РТ100.С3.30/5",null,"Термопреобразователь сопротивления ДТС044-РТ100.С3.30/5",1667,2000.4,"12",1,9025900008,24]
["2023-06-07T16:16:40.813",56395,"ДТС045Л-РТ100.А3.160",null,"Термопреобразователь сопротивления ДТС045Л-РТ100.А3.160",2634,3160.8,"9",1,9025900008,24]
["2023-06-07T16:16:40.813",78739,"ДТС045Л-РТ100.А4.100",null,"Термопреобразователь сопротивления ДТС045Л-РТ100.А4.100",2634,3160.8,"9",1,9025900008,24]
["2023-06-07T16:16:40.813",86979,"ДТС045Л-РТ100.В3.100.МГ",null,"Термопреобразователь сопротивления ДТС045Л-РТ100.В3.100.МГ",2695,3234,"9",342,9025900008,24]
["2023-06-07T16:16:40.813",53189,"ДТС045Л-РТ100.В3.800.МГ",null,"Термопреобразователь сопротивления ДТС045Л-РТ100.В3.800.МГ",3120,3744,"9",342,9025900008,24]
["2023-06-07T16:16:40.813",71644,"ДТС045Л-РТ100.В4.320",null,"Термопреобразователь сопротивления ДТС045Л-РТ100.В4.320",2620,3144,"9",1000,9025900008,24]
["2023-06-07T16:16:40.813",66184,"ДТС045-РТ100.А3.2000",null,"Термопреобразователь сопротивления ДТС045-РТ100.А3.2000",4404,5284.8,"9",1000,9025900008,24]
["2023-06-07T16:16:40.813",80697,"ДТС045-РТ100.А4.500",null,"Термопреобразователь сопротивления ДТС045-РТ100.А4.500",3144,3772.8,"9",1000,9025900008,24]
["2023-06-07T16:16:40.813",39214,"ДТС045-РТ100.В2.80",null,"Термопреобразователь сопротивления ДТС045-РТ100.В2.80",2195,2634,"9",556,9025900008,24]
["2023-06-07T16:16:40.813",94507,"ДТС045-РТ100.В3.150.МГ",null,"Термопреобразователь сопротивления ДТС045-РТ100.В3.150.МГ",2695,3234,"9",1,9025900008,24]
["2023-06-07T16:16:40.813",96606,"ДТС045-РТ100.В3.500.G1",null,"Термопреобразователь сопротивления ДТС045-РТ100.В3.500.G1",3013,3615.6,"9",196,9025900008,24]
["2023-06-07T16:16:40.813",109541,"ДТС045-РТ100.В3.800.G1/2",null,"Термопреобразователь сопротивления ДТС045-РТ100.В3.800.G1/2",3013,3615.6,"9",1000,9025900008,24]
["2023-06-07T16:16:40.813",10398,"ДТС045-РТ100.В4.630",null,"Термопреобразователь сопротивления ДТС045-РТ100.В4.630",2620,3144,"9",1000,9025900008,24]
["2023-06-07T16:16:40.813",7760,"ДТС045-РТ100.С4.120",null,"Термопреобразователь сопротивления ДТС045-РТ100.С4.120",2195,2634,"9",1,9025900008,24]
["2023-06-07T16:16:40.813",10819,"ДТС045-РТ100.С4.400",null,"Термопреобразователь сопротивления ДТС045-РТ100.С4.400",2620,3144,"9",1,9025900008,24]
["2023-06-07T16:16:40.813",44331,"ДТС054-РТ100.А3.320/5",null,"Термопреобразователь сопротивления ДТС054-РТ100.А3.320/5",2422,2906.4,"12",1,9025900008,24]
["2023-06-07T16:16:40.813",40710,"ДТС054-РТ100.А3.60/2",null,"Термопреобразователь сопротивления ДТС054-РТ100.А3.60/2",1984,2380.8000000000002,"12",1000,9025900008,24]
["2023-06-07T16:16:40.813",64997,"ДТС054-РТ100.А4.180/0,2",null,"Термопреобразователь сопротивления ДТС054-РТ100.А4.180/0,2",2022,2426.4,"30",1000,9025900008,24]
["2023-06-07T16:16:40.813",20443,"ДТС054-РТ100.В3.100/0,2",null,"Термопреобразователь сопротивления ДТС054-РТ100.В3.100/0,2",1520,1824,"12",1000,9025900008,24]
["2023-06-07T16:16:40.813",37976,"ДТС054-РТ100.В3.100/2,6",null,"Термопреобразователь сопротивления ДТС054-РТ100.В3.100/2,6",1728,2073.6,"12",1,9025900008,24]
["2023-06-07T16:16:40.813",56721,"ДТС054-РТ100.В3.120/20",null,"Термопреобразователь сопротивления ДТС054-РТ100.В3.120/20",3120,3744,"12",1000,9025900008,24]
["2023-06-07T16:16:40.813",71074,"ДТС054-РТ100.В3.160/0,3",null,"Термопреобразователь сопротивления ДТС054-РТ100.В3.160/0,3",1544,1852.8,"12",1000,9025900008,24]
["2023-06-07T16:16:40.813",57989,"ДТС054-РТ100.В3.200/1.G3/8",null,"Термопреобразователь сопротивления ДТС054-РТ100.В3.200/1.G3/8",2018,2421.6,"12",1000,9025900008,24]
["2023-06-07T16:16:40.813",80918,"ДТС054-РТ100.В3.200/5.G1/2",null,"Термопреобразователь сопротивления ДТС054-РТ100.В3.200/5.G1/2",2338,2805.6,"12",1000,9025900008,24]
["2023-06-07T16:16:40.813",105800,"ДТС054-РТ100.В3.500/7",null,"Термопреобразователь сопротивления ДТС054-РТ100.В3.500/7",2415,2898,"12",1000,9025900008,24]
["2023-06-07T16:16:40.813",115567,"ДТС054-РТ100.В3.60/1,5.М12Х1,5",null,"Термопреобразователь сопротивления ДТС054-РТ100.В3.60/1,5.М12Х1,5",1868,2241.6,"12",1,9025900008,24]
["2023-06-07T16:16:40.813",55146,"ДТС054-РТ100.В3.60/2.G1/2",null,"Термопреобразователь сопротивления ДТС054-РТ100.В3.60/2.G1/2",1908,2289.6,"12",1000,9025900008,24]
["2023-06-07T16:16:40.813",35390,"ДТС054-РТ100.В3.80/20",null,"Термопреобразователь сопротивления ДТС054-РТ100.В3.80/20",3120,3744,"12",1000,9025900008,24]
["2023-06-07T16:16:40.813",109877,"ДТС054-РТ100.В3.90/2,5.G1/4",null,"Термопреобразователь сопротивления ДТС054-РТ100.В3.90/2,5.G1/4",1948,2337.6,"12",1000,9025900008,24]
["2023-06-07T16:16:40.813",44783,"ДТС054-РТ100.В4.60/1",null,"Термопреобразователь сопротивления ДТС054-РТ100.В4.60/1",1620,1944,"30",1000,9025900008,24]
["2023-06-07T16:16:40.813",90566,"ДТС054-РТ100.В4.80/5",null,"Термопреобразователь сопротивления ДТС054-РТ100.В4.80/5",2020,2424,"30",936,9025900008,24]
["2023-06-07T16:16:40.813",115034,"ДТС055Л-РТ100.А4.250.МГ",null,"Термопреобразователь сопротивления ДТС055Л-РТ100.А4.250.МГ",3134,3760.8,"9",342,9025900008,24]
["2023-06-07T16:16:40.813",129585,"ДТС055-РТ100.А3.100.МГ",null,"Термопреобразователь сопротивления ДТС055-РТ100.А3.100.МГ",3134,3760.8,"9",1000,9025900008,24]
["2023-06-07T16:16:40.813",7739,"ДТС055-РТ100.В3.250",null,"Термопреобразователь сопротивления ДТС055-РТ100.В3.250",2195,2634,"9",1000,9025900008,24]
["2023-06-07T16:16:40.813",108829,"ДТС064-РТ100.А3.100/2",null,"Термопреобразователь сопротивления ДТС064-РТ100.А3.100/2",1984,2380.8000000000002,"12",1000,9025900008,24]
["2023-06-07T16:16:40.813",126397,"ДТС064-РТ100.А3.180/3",null,"Термопреобразователь сопротивления ДТС064-РТ100.А3.180/3",2262,2714.4,"12",1000,9025900008,24]
["2023-06-07T16:16:40.813",125019,"ДТС064-РТ100.А4.100/1",null,"Термопреобразователь сопротивления ДТС064-РТ100.А4.100/1",1924,2308.8000000000002,"30",1000,9025900008,24]
["2023-06-07T16:16:40.813",20948,"ДТС064-РТ100.В3.100/0,2",null,"Термопреобразователь сопротивления ДТС064-РТ100.В3.100/0,2",1520,1824,"12",1000,9025900008,24]
["2023-06-07T16:16:40.813",9432,"ДТС064-РТ100.В3.100/1,5",null,"Термопреобразователь сопротивления ДТС064-РТ100.В3.100/1,5",1640,1968,"12",1000,9025900008,24]
["2023-06-07T16:16:40.813",64677,"ДТС064-РТ100.В3.120/4.G1/2",null,"Термопреобразователь сопротивления ДТС064-РТ100.В3.120/4.G1/2",2068,2481.6,"12",1,9025900008,24]
["2023-06-07T16:16:40.813",56084,"ДТС064-РТ100.В3.160/3,5",null,"Термопреобразователь сопротивления ДТС064-РТ100.В3.160/3,5",1800,2160,"12",1,9025900008,24]
["2023-06-07T16:16:40.813",88261,"ДТС064-РТ100.В3.250/12",null,"Термопреобразователь сопротивления ДТС064-РТ100.В3.250/12",2645,3174,"12",1000,9025900008,24]
["2023-06-07T16:16:40.813",16530,"ДТС064-РТ100.В3.320/0,5",null,"Термопреобразователь сопротивления ДТС064-РТ100.В3.320/0,5",1725,2070,"12",1000,9025900008,24]
["2023-06-07T16:16:40.813",80723,"ДТС064-РТ100.В3.500/6",null,"Термопреобразователь сопротивления ДТС064-РТ100.В3.500/6",2335,2802,"12",1000,9025900008,24]
["2023-06-07T16:16:40.813",40424,"ДТС064-РТ100.В3.60/7",null,"Термопреобразователь сопротивления ДТС064-РТ100.В3.60/7",2080,2496,"12",1000,9025900008,24]
["2023-06-07T16:16:40.813",70131,"ДТС064-РТ100.В3.80/1.G1/2",null,"Термопреобразователь сопротивления ДТС064-РТ100.В3.80/1.G1/2",1828,2193.6,"12",1000,9025900008,24]
["2023-06-07T16:16:40.813",17993,"ДТС064-РТ100.В3.80/5",null,"Термопреобразователь сопротивления ДТС064-РТ100.В3.80/5",1920,2304,"12",1000,9025900008,24]
["2023-06-07T16:16:40.813",57817,"ДТС064-РТ100.В4.120/3",null,"Термопреобразователь сопротивления ДТС064-РТ100.В4.120/3",1820,2184,"30",1000,9025900008,24]
["2023-06-07T16:16:40.813",44690,"ДТС064-РТ100.С3.60/3",null,"Термопреобразователь сопротивления ДТС064-РТ100.С3.60/3",1760,2112,"12",1000,9025900008,24]
["2023-06-07T16:16:40.813",71905,"ДТС065Л-РТ100.А4.160",null,"Термопреобразователь сопротивления ДТС065Л-РТ100.А4.160",2634,3160.8,"9",1,9025900008,24]
["2023-06-07T16:16:40.813",48494,"ДТС065Л-РТ100.В3.160",null,"Термопреобразователь сопротивления ДТС065Л-РТ100.В3.160",2195,2634,"9",1000,9025900008,24]
["2023-06-07T16:16:40.813",48876,"ДТС065-РТ100.А3.100.МГ",null,"Термопреобразователь сопротивления ДТС065-РТ100.А3.100.МГ",3134,3760.8,"9",1000,9025900008,24]
["2023-06-07T16:16:40.813",44365,"ДТС065-РТ100.А3.250",null,"Термопреобразователь сопротивления ДТС065-РТ100.А3.250",2634,3160.8,"9",1000,9025900008,24]
["2023-06-07T16:16:40.813",78696,"ДТС065-РТ100.А4.150",null,"Термопреобразователь сопротивления ДТС065-РТ100.А4.150",2634,3160.8,"9",1000,9025900008,24]
["2023-06-07T16:16:40.813",58471,"ДТС065-РТ100.В2.60.МГ",null,"Термопреобразователь сопротивления ДТС065-РТ100.В2.60.МГ",2695,3234,"9",667,9025900008,24]
["2023-06-07T16:16:40.813",39282,"ДТС065-РТ100.В3.160.G1/2",null,"Термопреобразователь сопротивления ДТС065-РТ100.В3.160.G1/2",2525,3030,"9",1000,9025900008,24]
["2023-06-07T16:16:40.813",15466,"ДТС065-РТ100.В3.300",null,"Термопреобразователь сопротивления ДТС065-РТ100.В3.300",2620,3144,"9",1000,9025900008,24]
["2023-06-07T16:16:40.813",81492,"ДТС065-РТ100.В4.1000",null,"Термопреобразователь сопротивления ДТС065-РТ100.В4.1000",3670,4404,"9",1000,9025900008,24]
["2023-06-07T16:16:40.813",41264,"ДТС065-РТ100.С3.100.МГ",null,"Термопреобразователь сопротивления ДТС065-РТ100.С3.100.МГ",2695,3234,"9",1000,9025900008,24]
["2023-06-07T16:16:40.813",54164,"ДТС065Э3-РТ100.В3.160",null,"Термопреобразователь сопротивления ДТС065Э3-РТ100.В3.160",2634,3160.8,"По запросу",1,9025900008,24]
["2023-06-07T16:16:40.813",82219,"ДТС074-РТ100.В3.100/5",null,"Термопреобразователь сопротивления ДТС074-РТ100.В3.100/5",1920,2304,"12",1000,9025900008,24]
["2023-06-07T16:16:40.813",22123,"ДТС074-РТ100.В3.160/7",null,"Термопреобразователь сопротивления ДТС074-РТ100.В3.160/7",2080,2496,"12",1,9025900008,24]
["2023-06-07T16:16:40.813",63624,"ДТС074-РТ100.В3.480/2",null,"Термопреобразователь сопротивления ДТС074-РТ100.В3.480/2",2015,2418,"12",1,9025900008,24]
["2023-06-07T16:16:40.813",35770,"ДТС074-РТ100.В3.60/3.G1/2",null,"Термопреобразователь сопротивления ДТС074-РТ100.В3.60/3.G1/2",1988,2385.6,"12",1,9025900008,24]
["2023-06-07T16:16:40.813",103469,"ДТС074-РТ100.В4.80/3",null,"Термопреобразователь сопротивления ДТС074-РТ100.В4.80/3",1820,2184,"30",1000,9025900008,24]
["2023-06-07T16:16:40.813",111413,"ДТС075Л-РТ100.В3.2000.МГ",null,"Термопреобразователь сопротивления ДТС075Л-РТ100.В3.2000.МГ",4170,5004,"9",342,9025900008,24]
["2023-06-07T16:16:40.813",127887,"ДТС075-РТ100.А3.160.МГ",null,"Термопреобразователь сопротивления ДТС075-РТ100.А3.160.МГ",3134,3760.8,"9",1000,9025900008,24]
["2023-06-07T16:16:40.813",77423,"ДТС075-РТ100.А3.630.МГ",null,"Термопреобразователь сопротивления ДТС075-РТ100.А3.630.МГ",3644,4372.8,"9",1000,9025900008,24]
["2023-06-07T16:16:40.813",77056,"ДТС075-РТ100.В3.1320",null,"Термопреобразователь сопротивления ДТС075-РТ100.В3.1320",3670,4404,"9",1,9025900008,24]
["2023-06-07T16:16:40.813",45021,"ДТС075-РТ100.В3.400.МГ",null,"Термопреобразователь сопротивления ДТС075-РТ100.В3.400.МГ",3120,3744,"9",1000,9025900008,24]
["2023-06-07T16:16:40.813",91493,"ДТС075-РТ100.В3.60.МГ.G1/2",null,"Термопреобразователь сопротивления ДТС075-РТ100.В3.60.МГ.G1/2",3025,3630,"9",1,9025900008,24]
["2023-06-07T16:16:40.813",85944,"ДТС075-РТ100.В4.630",null,"Термопреобразователь сопротивления ДТС075-РТ100.В4.630",2620,3144,"9",1000,9025900008,24]
["2023-06-07T16:16:40.813",69991,"ДТС084-РТ100.В3.200/3",null,"Термопреобразователь сопротивления ДТС084-РТ100.В3.200/3",1925,2310,"12",1,9025900008,24]
["2023-06-07T16:16:40.813",102347,"ДТС084-РТ100.В3.60/10",null,"Термопреобразователь сопротивления ДТС084-РТ100.В3.60/10",2320,2784,"12",1000,9025900008,24]
["2023-06-07T16:16:40.813",89392,"ДТС085Л-РТ100.В3.60",null,"Термопреобразователь сопротивления ДТС085Л-РТ100.В3.60",2195,2634,"9",1,9025900008,24]
["2023-06-07T16:16:40.813",20008,"ДТС085-РТ100.В3.140",null,"Термопреобразователь сопротивления ДТС085-РТ100.В3.140",2195,2634,"9",1,9025900008,24]
["2023-06-07T16:16:40.813",49709,"ДТС085-РТ100.В3.400",null,"Термопреобразователь сопротивления ДТС085-РТ100.В3.400",2620,3144,"9",272,9025900008,24]
["2023-06-07T16:16:40.813",19344,"ДТС085-РТ100.В4.1250",null,"Термопреобразователь сопротивления ДТС085-РТ100.В4.1250",3670,4404,"9",1,9025900008,24]
["2023-06-07T16:16:40.813",36626,"ДТС094-РТ100.А3.250/0,2",null,"Термопреобразователь сопротивления ДТС094-РТ100.А3.250/0,2",2232,2678.4,"12",1000,9025900008,24]
["2023-06-07T16:16:40.813",83512,"ДТС094-РТ100.А3.80/11",null,"Термопреобразователь сопротивления ДТС094-РТ100.А3.80/11",2962,3554.4,"12",1000,9025900008,24]
["2023-06-07T16:16:40.813",52087,"ДТС094-РТ100.В3.100/15",null,"Термопреобразователь сопротивления ДТС094-РТ100.В3.100/15",2935,3522,"12",1000,9025900008,24]
["2023-06-07T16:16:40.813",51262,"ДТС094-РТ100.В3.120/6",null,"Термопреобразователь сопротивления ДТС094-РТ100.В3.120/6",2215,2658,"12",1000,9025900008,24]
["2023-06-07T16:16:40.813",19052,"ДТС094-РТ100.В3.160/3",null,"Термопреобразователь сопротивления ДТС094-РТ100.В3.160/3",1975,2370,"12",1000,9025900008,24]
["2023-06-07T16:16:40.813",50518,"ДТС094-РТ100.В3.200/0,5",null,"Термопреобразователь сопротивления ДТС094-РТ100.В3.200/0,5",1900,2280,"12",1000,9025900008,24]
["2023-06-07T16:16:40.813",58550,"ДТС094-РТ100.В3.300/2",null,"Термопреобразователь сопротивления ДТС094-РТ100.В3.300/2",2020,2424,"12",1,9025900008,24]
["2023-06-07T16:16:40.813",7638,"ДТС094-РТ100.В3.60/0,5",null,"Термопреобразователь сопротивления ДТС094-РТ100.В3.60/0,5",1775,2130,"12",1000,9025900008,24]
["2023-06-07T16:16:40.813",74549,"ДТС094-РТ100.В3.80/5",null,"Термопреобразователь сопротивления ДТС094-РТ100.В3.80/5",2135,2562,"12",1000,9025900008,24]
["2023-06-07T16:16:40.813",94761,"ДТС094-РТ100.В4.320/6",null,"Термопреобразователь сопротивления ДТС094-РТ100.В4.320/6",2460,2952,"30",755,9025900008,24]
["2023-06-07T16:16:40.813",19858,"ДТС094-РТ100.С2.80/0,2",null,"Термопреобразователь сопротивления ДТС094-РТ100.С2.80/0,2",1735,2082,"12",1,9025900008,24]
["2023-06-07T16:16:40.813",103586,"ДТС094Э-РТ100.В3.320/2",null,"Термопреобразователь сопротивления ДТС094Э-РТ100.В3.320/2",2472,2966.4,"12",1000,9025900008,24]
["2023-06-07T16:16:40.813",46841,"ДТС095-РТ100.А3.200.МГ",null,"Термопреобразователь сопротивления ДТС095-РТ100.А3.200.МГ",3134,3760.8,"9",1,9025900008,24]
["2023-06-07T16:16:40.813",21836,"ДТС095-РТ100.В2.160.МГ",null,"Термопреобразователь сопротивления ДТС095-РТ100.В2.160.МГ",2695,3234,"9",1,9025900008,24]
["2023-06-07T16:16:40.813",65481,"ДТС095-РТ100.В3.300.МГ",null,"Термопреобразователь сопротивления ДТС095-РТ100.В3.300.МГ",3120,3744,"9",600,9025900008,24]
["2023-06-07T16:16:40.813",88671,"ДТС104-РТ100.А3.200/4",null,"Термопреобразователь сопротивления ДТС104-РТ100.А3.200/4",2552,3062.4,"12",1000,9025900008,24]
["2023-06-07T16:16:40.813",35498,"ДТС104-РТ100.В2.60/0,2",null,"Термопреобразователь сопротивления ДТС104-РТ100.В2.60/0,2",1735,2082,"12",1,9025900008,24]
["2023-06-07T16:16:40.813",11406,"ДТС104-РТ100.В3.250/1",null,"Термопреобразователь сопротивления ДТС104-РТ100.В3.250/1",1940,2328,"12",1000,9025900008,24]
["2023-06-07T16:16:40.813",82208,"ДТС104-РТ100.В3.500/1",null,"Термопреобразователь сопротивления ДТС104-РТ100.В3.500/1",2025,2430,"12",1000,9025900008,24]
["2023-06-07T16:16:40.813",16662,"ДТС104-РТ100.В3.80/1,5",null,"Термопреобразователь сопротивления ДТС104-РТ100.В3.80/1,5",1855,2226,"12",1000,9025900008,24]
["2023-06-07T16:16:40.813",47802,"ДТС104-РТ100.С3.100/2",null,"Термопреобразователь сопротивления ДТС104-РТ100.С3.100/2",1895,2274,"12",1000,9025900008,24]
["2023-06-07T16:16:40.813",60292,"ДТС105Л-РТ100.В3.100.МГ",null,"Термопреобразователь сопротивления ДТС105Л-РТ100.В3.100.МГ",2695,3234,"9",342,9025900008,24]
["2023-06-07T16:16:40.813",93843,"ДТС105Л-РТ100.В3.200.МГ",null,"Термопреобразователь сопротивления ДТС105Л-РТ100.В3.200.МГ",2695,3234,"9",342,9025900008,24]
["2023-06-07T16:16:40.813",49717,"ДТС105Л-РТ100.С4.80",null,"Термопреобразователь сопротивления ДТС105Л-РТ100.С4.80",2195,2634,"9",1,9025900008,24]
["2023-06-07T16:16:40.813",41388,"ДТС105-РТ100.А3.320",null,"Термопреобразователь сопротивления ДТС105-РТ100.А3.320",3144,3772.8,"9",1000,9025900008,24]
["2023-06-07T16:16:40.813",37815,"ДТС105-РТ100.А4.1000",null,"Термопреобразователь сопротивления ДТС105-РТ100.А4.1000",4404,5284.8,"9",1000,9025900008,24]
["2023-06-07T16:16:40.813",22205,"ДТС105-РТ100.В2.100",null,"Термопреобразователь сопротивления ДТС105-РТ100.В2.100",2195,2634,"9",741,9025900008,24]
["2023-06-07T16:16:40.813",76029,"ДТС105-РТ100.В3.1250.МГ",null,"Термопреобразователь сопротивления ДТС105-РТ100.В3.1250.МГ",4170,5004,"9",1000,9025900008,24]
["2023-06-07T16:16:40.813",109498,"ДТС105-РТ100.В3.150.G1/4",null,"Термопреобразователь сопротивления ДТС105-РТ100.В3.150.G1/4",2525,3030,"9",1000,9025900008,24]
["2023-06-07T16:16:40.813",22003,"ДТС105-РТ100.В3.320",null,"Термопреобразователь сопротивления ДТС105-РТ100.В3.320",2620,3144,"9",1000,9025900008,24]
["2023-06-07T16:16:40.813",136213,"ДТС105-РТ100.В3.60.М33Х2",null,"Термопреобразователь сопротивления ДТС105-РТ100.В3.60.М33Х2",2525,3030,"9",1,9025900008,24]
["2023-06-07T16:16:40.813",61900,"ДТС105-РТ100.В4.160",null,"Термопреобразователь сопротивления ДТС105-РТ100.В4.160",2195,2634,"9",1000,9025900008,24]
["2023-06-07T16:16:40.813",39591,"ДТС105-РТ100.В4.60",null,"Термопреобразователь сопротивления ДТС105-РТ100.В4.60",2195,2634,"9",1000,9025900008,24]
["2023-06-07T16:16:40.813",62618,"ДТС105Э5-РТ100.В3.100.М16Х1,5",null,"Термопреобразователь сопротивления ДТС105Э5-РТ100.В3.100.М16Х1,5",3030,3636,"9",1000,9025900008,24]
["2023-06-07T16:16:40.813",21843,"ДТС105Э-РТ100.В3.200.G1/2.МГ",null,"Термопреобразователь сопротивления ДТС105Э-РТ100.В3.200.G1/2.МГ",3025,3630,"9",1,9025900008,24]
["2023-06-07T16:16:40.813",87320,"ДТС114-РТ100.В3.300/1",null,"Термопреобразователь сопротивления ДТС114-РТ100.В3.300/1",1940,2328,"12",1000,9025900008,24]
["2023-06-07T16:16:40.813",39996,"ДТС114-РТ100.В3.60/1",null,"Термопреобразователь сопротивления ДТС114-РТ100.В3.60/1",1815,2178,"12",1000,9025900008,24]
["2023-06-07T16:16:40.813",21409,"ДТС114-РТ100.С3.630/0,5",null,"Термопреобразователь сопротивления ДТС114-РТ100.С3.630/0,5",1985,2382,"12",1,9025900008,24]
["2023-06-07T16:16:40.813",71734,"ДТС124-РТ100.А4.60/3",null,"Термопреобразователь сопротивления ДТС124-РТ100.А4.60/3",2124,2548.8000000000002,"12",1,9025900008,24]
["2023-06-07T16:16:40.813",48592,"ДТС124-РТ100.В3.500/3,5",null,"Термопреобразователь сопротивления ДТС124-РТ100.В3.500/3,5",2135,2562,"12",300,9025900008,24]
["2023-06-07T16:16:40.813",108233,"ДТС124-РТ100.В3.80/6",null,"Термопреобразователь сопротивления ДТС124-РТ100.В3.80/6",2000,2400,"12",300,9025900008,24]
["2023-06-07T16:16:40.813",88102,"ДТС134-РТ100.А3.80/1",null,"Термопреобразователь сопротивления ДТС134-РТ100.А3.80/1",1904,2284.8000000000002,"12",600,9025900008,24]
["2023-06-07T16:16:40.813",57119,"ДТС134-РТ100.В3.120/2",null,"Термопреобразователь сопротивления ДТС134-РТ100.В3.120/2",1680,2016,"12",1,9025900008,24]
["2023-06-07T16:16:40.813",16890,"ДТС134-РТ100.В3.60/1,5",null,"Термопреобразователь сопротивления ДТС134-РТ100.В3.60/1,5",1640,1968,"12",1,9025900008,24]
["2023-06-07T16:16:40.813",60775,"ДТС134-РТ100.В4.200/0,5",null,"Термопреобразователь сопротивления ДТС134-РТ100.В4.200/0,5",1735,2082,"12",1,9025900008,24]
["2023-06-07T16:16:40.813",52702,"ДТС144-РТ100.В3.60/2",null,"Термопреобразователь сопротивления ДТС144-РТ100.В3.60/2",1680,2016,"12",600,9025900008,24]
["2023-06-07T16:16:40.813",130528,"ДТС145Л-РТ100.А3.200.МГ",null,"Термопреобразователь сопротивления ДТС145Л-РТ100.А3.200.МГ",3134,3760.8,"9",342,9025900008,24]
["2023-06-07T16:16:40.813",67750,"ДТС145Л-РТ100.В3.500.МГ",null,"Термопреобразователь сопротивления ДТС145Л-РТ100.В3.500.МГ",3120,3744,"9",342,9025900008,24]
["2023-06-07T16:16:40.813",53500,"ДТС145Л-РТ100.В4.60",null,"Термопреобразователь сопротивления ДТС145Л-РТ100.В4.60",2195,2634,"9",1000,9025900008,24]
["2023-06-07T16:16:40.813",130407,"ДТС145-РТ100.А3.1000",null,"Термопреобразователь сопротивления ДТС145-РТ100.А3.1000",4404,5284.8,"9",1,9025900008,24]
["2023-06-07T16:16:40.813",43768,"ДТС145-РТ100.А3.80.МГ",null,"Термопреобразователь сопротивления ДТС145-РТ100.А3.80.МГ",3134,3760.8,"9",1000,9025900008,24]
["2023-06-07T16:16:40.813",130983,"ДТС145-РТ100.В2.630",null,"Термопреобразователь сопротивления ДТС145-РТ100.В2.630",2620,3144,"9",1,9025900008,24]
["2023-06-07T16:16:40.813",58500,"ДТС145-РТ100.В3.120.МГ.G1/2",null,"Термопреобразователь сопротивления ДТС145-РТ100.В3.120.МГ.G1/2",3025,3630,"9",1000,9025900008,24]
["2023-06-07T16:16:40.813",37676,"ДТС145-РТ100.В3.250.МГ",null,"Термопреобразователь сопротивления ДТС145-РТ100.В3.250.МГ",2695,3234,"9",1000,9025900008,24]
["2023-06-07T16:16:40.813",59105,"ДТС145-РТ100.В4.120.МГ",null,"Термопреобразователь сопротивления ДТС145-РТ100.В4.120.МГ",2695,3234,"9",140,9025900008,24]
["2023-06-07T16:16:40.813",111521,"ДТС145-РТ1000.В3.250",null,"Термопреобразователь сопротивления ДТС145-РТ1000.В3.250",2195,2634,"9",1000,9025900008,24]
["2023-06-07T16:16:40.813",70836,"ДТС164-РТ100.А3.60/9",null,"Термопреобразователь сопротивления ДТС164-РТ100.А3.60/9",5088,6105.6,"12",1,9025900008,24]
["2023-06-07T16:16:40.813",58829,"ДТС164-РТ100.В2.80/0,2",null,"Термопреобразователь сопротивления ДТС164-РТ100.В2.80/0,2",2365,2838,"12",369,9025900008,24]
["2023-06-07T16:16:40.813",84184,"ДТС164-РТ100.В3.160/1,6",null,"Термопреобразователь сопротивления ДТС164-РТ100.В3.160/1,6",2765,3318,"12",188,9025900008,24]
["2023-06-07T16:16:40.813",52568,"ДТС164-РТ100.В3.160/5",null,"Термопреобразователь сопротивления ДТС164-РТ100.В3.160/5",3615,4338,"12",188,9025900008,24]
["2023-06-07T16:16:40.813",77582,"ДТС164-РТ100.В3.60/8",null,"Термопреобразователь сопротивления ДТС164-РТ100.В3.60/8",4365,5238,"12",486,9025900008,24]
["2023-06-07T16:16:40.813",87760,"ДТС164-РТ100.С3.60/3",null,"Термопреобразователь сопротивления ДТС164-РТ100.С3.60/3",3115,3738,"12",1,9025900008,24]
["2023-06-07T16:16:40.813",72526,"ДТС174-РТ100.В3.100/7",null,"Термопреобразователь сопротивления ДТС174-РТ100.В3.100/7",4035,4842,"12",300,9025900008,24]
["2023-06-07T16:16:40.813",37431,"ДТС174-РТ100.В3.120/5,5",null,"Термопреобразователь сопротивления ДТС174-РТ100.В3.120/5,5",3660,4392,"12",1,9025900008,24]
["2023-06-07T16:16:40.813",36122,"ДТС174-РТ100.В3.160/7",null,"Термопреобразователь сопротивления ДТС174-РТ100.В3.160/7",4035,4842,"12",1,9025900008,24]
["2023-06-07T16:16:40.813",107254,"ДТС174Э-РТ100.В3.80/2",null,"Термопреобразователь сопротивления ДТС174Э-РТ100.В3.80/2",3242,3890.4,"12",419,9025900008,24]
["2023-06-07T16:16:40.813",35827,"ДТС184-РТ100.В3.120/3",null,"Термопреобразователь сопротивления ДТС184-РТ100.В3.120/3",3035,3642,"12",1,9025900008,24]
["2023-06-07T16:16:40.813",21405,"ДТС184-РТ100.В3.200/5",null,"Термопреобразователь сопротивления ДТС184-РТ100.В3.200/5",3615,4338,"12",1,9025900008,24]
["2023-06-07T16:16:40.813",86255,"ДТС194-РТ100.А3.60/5",null,"Термопреобразователь сопротивления ДТС194-РТ100.А3.60/5",2224,2668.8,"12",1000,9025900008,24]
["2023-06-07T16:16:40.813",116892,"ДТС194-РТ100.В3.100/0,8",null,"Термопреобразователь сопротивления ДТС194-РТ100.В3.100/0,8",1584,1900.8,"12",1000,9025900008,24]
["2023-06-07T16:16:40.813",106146,"ДТС194-РТ100.В3.100/4.G1/2",null,"Термопреобразователь сопротивления ДТС194-РТ100.В3.100/4.G1/2",2068,2481.6,"12",1000,9025900008,24]
["2023-06-07T16:16:40.813",64585,"ДТС194-РТ100.В3.200/10",null,"Термопреобразователь сопротивления ДТС194-РТ100.В3.200/10",2485,2982,"12",1,9025900008,24]
["2023-06-07T16:16:40.813",22197,"ДТС194-РТ100.В3.60/5",null,"Термопреобразователь сопротивления ДТС194-РТ100.В3.60/5",1920,2304,"12",1000,9025900008,24]
["2023-06-07T16:16:40.813",40345,"ДТС194-РТ100.В3.80/15",null,"Термопреобразователь сопротивления ДТС194-РТ100.В3.80/15",2720,3264,"12",1000,9025900008,24]
["2023-06-07T16:16:40.813",121042,"ДТС194-РТ100.В4.60/0,2.G1/2",null,"Термопреобразователь сопротивления ДТС194-РТ100.В4.60/0,2.G1/2",1748,2097.6,"30",1000,9025900008,24]
["2023-06-07T16:16:40.813",42327,"ДТС204-РТ100.В3.40/0,8",null,"Термопреобразователь сопротивления ДТС204-РТ100.В3.40/0,8",1584,1900.8,"12",75,9025900008,24]
["2023-06-07T16:16:40.813",21083,"ДТС204-РТ100.С2.40/0,2",null,"Термопреобразователь сопротивления ДТС204-РТ100.С2.40/0,2",1520,1824,"12",1,9025900008,24]
["2023-06-07T16:16:40.813",129080,"ДТС214-РТ100.А3.100/0,3",null,"Термопреобразователь сопротивления ДТС214-РТ100.А3.100/0,3",1544,1852.8,"12",1000,9025900008,24]
["2023-06-07T16:16:40.813",65426,"ДТС214-РТ100.А3.160/2",null,"Термопреобразователь сопротивления ДТС214-РТ100.А3.160/2",1680,2016,"12",1000,9025900008,24]
["2023-06-07T16:16:40.813",110104,"ДТС214-РТ100.А4.100/5,5",null,"Термопреобразователь сопротивления ДТС214-РТ100.А4.100/5,5",2070,2484,"30",850,9025900008,24]
["2023-06-07T16:16:40.813",96373,"ДТС214-РТ100.А4.50/1,6",null,"Термопреобразователь сопротивления ДТС214-РТ100.А4.50/1,6",1680,2016,"30",1000,9025900008,24]
["2023-06-07T16:16:40.813",70276,"ДТС214-РТ100.В3.120/1",null,"Термопреобразователь сопротивления ДТС214-РТ100.В3.120/1",1347,1616.4,"12",1000,9025900008,24]
["2023-06-07T16:16:40.813",64989,"ДТС214-РТ100.В3.30/0,2",null,"Термопреобразователь сопротивления ДТС214-РТ100.В3.30/0,2",1267,1520.4,"12",1000,9025900008,24]
["2023-06-07T16:16:40.813",104306,"ДТС214-РТ100.В3.40/8",null,"Термопреобразователь сопротивления ДТС214-РТ100.В3.40/8",1907,2288.4,"12",1000,9025900008,24]
["2023-06-07T16:16:40.813",134652,"ДТС214-РТ100.В3.500/5",null,"Термопреобразователь сопротивления ДТС214-РТ100.В3.500/5",2150,2580,"12",1,9025900008,24]
["2023-06-07T16:16:40.813",82318,"ДТС214-РТ100.В3.60/7",null,"Термопреобразователь сопротивления ДТС214-РТ100.В3.60/7",1827,2192.4,"12",1000,9025900008,24]
["2023-06-07T16:16:40.813",129447,"ДТС214-РТ100.В4.40/1",null,"Термопреобразователь сопротивления ДТС214-РТ100.В4.40/1",1367,1640.4,"30",1000,9025900008,24]
["2023-06-07T16:16:40.813",58318,"ДТС214ЭD4-РТ100.В3.120/1,2",null,"Термопреобразователь сопротивления ДТС214ЭD4-РТ100.В3.120/1,2",1616,1939.2,"12",249,9025900008,24]
["2023-06-07T16:16:40.813",59990,"ДТС214ЭD4-РТ100.В3.60/2",null,"Термопреобразователь сопротивления ДТС214ЭD4-РТ100.В3.60/2",1680,2016,"12",486,9025900008,24]
["2023-06-07T16:16:40.813",134709,"ДТС224-РТ100.В3.35/0,5",null,"Термопреобразователь сопротивления ДТС224-РТ100.В3.35/0,5",2235,2682,"12",1,9025900008,24]
["2023-06-07T16:16:40.813",67675,"ДТС224-РТ100.В3.43/18",null,"Термопреобразователь сопротивления ДТС224-РТ100.В3.43/18",3635,4362,"12",1,9025900008,24]
["2023-06-07T16:16:40.813",84686,"ДТС224-РТ100.В4.43/20",null,"Термопреобразователь сопротивления ДТС224-РТ100.В4.43/20",4195,5034,"30",240,9025900008,24]
["2023-06-07T16:16:40.813",92793,"ДТС294-РТ100.А3.100/0,2",null,"Термопреобразователь сопротивления ДТС294-РТ100.А3.100/0,2",2838,3405.6,"6",41,9025900008,24]
["2023-06-07T16:16:40.813",126813,"ДТС294-РТ100.В3.150/7",null,"Термопреобразователь сопротивления ДТС294-РТ100.В3.150/7",4115,4938,"По запросу",1,9025900008,24]
["2023-06-07T16:16:40.813",88734,"ДТС294-РТ100.В3.250/0,2",null,"Термопреобразователь сопротивления ДТС294-РТ100.В3.250/0,2",3040,3648,"6",21,9025900008,24]
["2023-06-07T16:16:40.813",75945,"ДТС314-РТ100.А3.120/1",null,"Термопреобразователь сопротивления ДТС314-РТ100.А3.120/1",1770,2124,"12",1,9025900008,24]
["2023-06-07T16:16:40.813",115493,"ДТС314-РТ100.А4.40/3",null,"Термопреобразователь сопротивления ДТС314-РТ100.А4.40/3",2480,2976,"12",446,9025900008,24]
["2023-06-07T16:16:40.813",89897,"ДТС314-РТ100.В3.120/2",null,"Термопреобразователь сопротивления ДТС314-РТ100.В3.120/2",1767,2120.4,"12",1000,9025900008,24]
["2023-06-07T16:16:40.813",73122,"ДТС314-РТ100.В3.160/6",null,"Термопреобразователь сопротивления ДТС314-РТ100.В3.160/6",2767,3320.4,"12",830,9025900008,24]
["2023-06-07T16:16:40.813",76651,"ДТС314-РТ100.В3.50/15",null,"Термопреобразователь сопротивления ДТС314-РТ100.В3.50/15",5017,6020.4,"12",342,9025900008,24]
["2023-06-07T16:16:40.813",79131,"ДТС314-РТ100.В3.60/14",null,"Термопреобразователь сопротивления ДТС314-РТ100.В3.60/14",4767,5720.4,"12",369,9025900008,24]
["2023-06-07T16:16:40.813",63467,"ДТС314-РТ100.В4.60/0,3",null,"Термопреобразователь сопротивления ДТС314-РТ100.В4.60/0,3",1363,1635.6,"12",1000,9025900008,24]
["2023-06-07T16:16:40.813",96840,"ДТС314-РТ100.С3.40/2",null,"Термопреобразователь сопротивления ДТС314-РТ100.С3.40/2",1767,2120.4,"12",1000,9025900008,24]
["2023-06-07T16:16:40.813",59863,"ДТС324-РТ100.В3.41/0,3",null,"Термопреобразователь сопротивления ДТС324-РТ100.В3.41/0,3",2219,2662.8,"12",1000,9025900008,24]
["2023-06-07T16:16:40.813",104563,"ДТС335Л-РТ100.А3.120",null,"Термопреобразователь сопротивления ДТС335Л-РТ100.А3.120",2634,3160.8,"9",1000,9025900008,24]
["2023-06-07T16:16:40.813",88175,"ДТС335Л-РТ100.В3.160",null,"Термопреобразователь сопротивления ДТС335Л-РТ100.В3.160",2195,2634,"9",1000,9025900008,24]
["2023-06-07T16:16:40.813",96778,"ДТС335-РТ100.А3.100.МГ",null,"Термопреобразователь сопротивления ДТС335-РТ100.А3.100.МГ",3134,3760.8,"9",1000,9025900008,24]
["2023-06-07T16:16:40.813",116152,"ДТС335-РТ100.В2.200",null,"Термопреобразователь сопротивления ДТС335-РТ100.В2.200",2195,2634,"9",500,9025900008,24]
["2023-06-07T16:16:40.813",101509,"ДТС335-РТ100.В3.1600.МГ",null,"Термопреобразователь сопротивления ДТС335-РТ100.В3.1600.МГ",4170,5004,"9",1000,9025900008,24]
["2023-06-07T16:16:40.813",116524,"ДТС335-РТ100.В3.320.МГ",null,"Термопреобразователь сопротивления ДТС335-РТ100.В3.320.МГ",3120,3744,"9",1000,9025900008,24]
["2023-06-07T16:16:40.813",118544,"ДТС405Л-РТ100.А3.500",null,"Термопреобразователь сопротивления ДТС405Л-РТ100.А3.500",3324,3988.8,"12",1,9025900008,24]
["2023-06-07T16:16:40.813",133202,"ДТС405-РТ100.В2.250.МГ",null,"Термопреобразователь сопротивления ДТС405-РТ100.В2.250.МГ",3100,3720,"12",488,9025900008,24]
["2023-06-07T16:16:40.813",85575,"ДТС414-РТ100.А3.160/1,5",null,"Термопреобразователь сопротивления ДТС414-РТ100.А3.160/1,5",1895,2274,"12",1000,9025900008,24]
["2023-06-07T16:16:40.813",83806,"ДТС414-РТ100.А3.50/5",null,"Термопреобразователь сопротивления ДТС414-РТ100.А3.50/5",2770,3324,"12",1000,9025900008,24]
["2023-06-07T16:16:40.813",71129,"ДТС414-РТ100.В3.100/20",null,"Термопреобразователь сопротивления ДТС414-РТ100.В3.100/20",6267,7520.4,"12",257,9025900008,24]
["2023-06-07T16:16:40.813",62112,"ДТС414-РТ100.В3.160/0,5",null,"Термопреобразователь сопротивления ДТС414-РТ100.В3.160/0,5",1392,1670.4,"12",1000,9025900008,24]
["2023-06-07T16:16:40.813",64916,"ДТС414-РТ100.В3.50/5",null,"Термопреобразователь сопротивления ДТС414-РТ100.В3.50/5",2517,3020.4,"12",1000,9025900008,24]
["2023-06-07T16:16:40.813",65025,"ДТС414-РТ100.В3.60/15",null,"Термопреобразователь сопротивления ДТС414-РТ100.В3.60/15",5017,6020.4,"12",342,9025900008,24]
["2023-06-07T16:16:40.813",101018,"ДТС414-РТ100.В4.40/1,5",null,"Термопреобразователь сопротивления ДТС414-РТ100.В4.40/1,5",1747,2096.4,"12",886,9025900008,24]
["2023-06-07T16:16:40.813",60953,"ДТС414-РТ100.В4.60/0,2",null,"Термопреобразователь сопротивления ДТС414-РТ100.В4.60/0,2",1267,1520.4,"12",1000,9025900008,24]
["2023-06-07T16:16:40.813",118812,"ДТС505Л-РТ100.В3.160",null,"Термопреобразователь сопротивления ДТС505Л-РТ100.В3.160",2195,2634,"9",1000,9025900008,24]
["2023-06-07T16:16:40.813",134348,"ДТС505Л-РТ100.В3.60.М22Х1,5",null,"Термопреобразователь сопротивления ДТС505Л-РТ100.В3.60.М22Х1,5",2525,3030,"9",1,9025900008,24]
["2023-06-07T16:16:40.813",121142,"ДТС505-РТ100.В3.200.МГ",null,"Термопреобразователь сопротивления ДТС505-РТ100.В3.200.МГ",2695,3234,"9",1,9025900008,24]
["2023-06-07T16:16:40.813",126133,"ДТС515Л-РТ100.В3.1540",null,"Термопреобразователь сопротивления ДТС515Л-РТ100.В3.1540",3335,4002,"9",1,9025900008,24]
["2023-06-07T16:16:40.813",124565,"ДТС515Л-РТ100.В3.160",null,"Термопреобразователь сопротивления ДТС515Л-РТ100.В3.160",2075,2490,"9",1000,9025900008,24]
["2023-06-07T16:16:40.813",125481,"ДТС515-РТ100.В3.1000.МГ",null,"Термопреобразователь сопротивления ДТС515-РТ100.В3.1000.МГ",3835,4602,"9",1,9025900008,24]
["2023-06-07T16:16:40.813",135996,"ДТС654-РТ100.В3.150/1",null,"Термопреобразователь сопротивления ДТС654-РТ100.В3.150/1",1347,1616.4,"12",1,9025900008,24]
["2023-06-07T16:16:40.813",74780,"2ДТС035Л-50М.В3.100.ЕХI-Т5",null,"Термопреобразователь сопротивления 2ДТС035Л-50М.В3.100.ЕХI-Т5",3100,3720,"9",146,9025192000,24]
["2023-06-07T16:16:40.813",130837,"2ДТС045Л-РТ100.В2.60.G1/2.ЕХI-Т3",null,"Термопреобразователь сопротивления 2ДТС045Л-РТ100.В2.60.G1/2.ЕХI-Т3",7372,8846.4,"По запросу",1,9025192000,24]
["2023-06-07T16:16:40.813",111207,"2ДТС065Л-РТ100.В2.100.МГ.ЕХI-Т3",null,"Термопреобразователь сопротивления 2ДТС065Л-РТ100.В2.100.МГ.ЕХI-Т3",6910,8292,"По запросу",1,9025192000,24]
["2023-06-07T16:16:40.813",129396,"ДТС014-100П.В3.25/3.ЕХI-Т3",null,"Термопреобразователь сопротивления ДТС014-100П.В3.25/3.ЕХI-Т3",5240,6288,"12",649,9025900008,24]
["2023-06-07T16:16:40.813",99039,"ДТС014-50М.В3.25/10.ЕХI-Т1",null,"Термопреобразователь сопротивления ДТС014-50М.В3.25/10.ЕХI-Т1",2120,2544,"12",1,9025900008,0]
["2023-06-07T16:16:40.813",134235,"ДТС014-50М.В3.25/8.ЕХI-Т3",null,"Термопреобразователь сопротивления ДТС014-50М.В3.25/8.ЕХI-Т3",1960,2352,"12",1,9025900008,24]
["2023-06-07T16:16:40.813",103916,"ДТС014-50М.В4.25/3.ЕХI-Т3",null,"Термопреобразователь сопротивления ДТС014-50М.В4.25/3.ЕХI-Т3",1620,1944,"30",1,9025900008,24]
["2023-06-07T16:16:40.813",98815,"ДТС014-РТ100.В3.25/2,1.ЕХI-Т3",null,"Термопреобразователь сопротивления ДТС014-РТ100.В3.25/2,1.ЕХI-Т3",2702,3242.4,"12",1000,9025900008,0]
["2023-06-07T16:16:40.813",98799,"ДТС014-РТ100.В3.25/3,5.ЕХI-Т3",null,"Термопреобразователь сопротивления ДТС014-РТ100.В3.25/3,5.ЕХI-Т3",2814,3376.8,"12",1,9025900008,0]
["2023-06-07T16:16:40.813",98780,"ДТС014-РТ100.В3.25/7.ЕХI-Т3",null,"Термопреобразователь сопротивления ДТС014-РТ100.В3.25/7.ЕХI-Т3",3094,3712.8,"12",1000,9025900008,0]
["2023-06-07T16:16:40.813",131335,"ДТС015-100П.В3.60.ЕХI-Т6",null,"Термопреобразователь сопротивления ДТС015-100П.В3.60.ЕХI-Т6",5910,7092,"9",649,9025900008,24]
["2023-06-07T16:16:40.813",83869,"ДТС015-50М.В3.200.ЕХI-Т4",null,"Термопреобразователь сопротивления ДТС015-50М.В3.200.ЕХI-Т4",1600,1920,"9",1000,9025900008,24]
["2023-06-07T16:16:40.813",117229,"ДТС015-50М.В3.800.ЕХI-Т3",null,"Термопреобразователь сопротивления ДТС015-50М.В3.800.ЕХI-Т3",2000,2400,"9",1000,9025900008,24]
["2023-06-07T16:16:40.813",74891,"ДТС015-РТ100.В3.1200.ЕХI-Т4",null,"Термопреобразователь сопротивления ДТС015-РТ100.В3.1200.ЕХI-Т4",6670,8004,"9",1000,9025900008,24]
["2023-06-07T16:16:40.813",97274,"ДТС015-РТ100.В3.320.ЕХI-Т3",null,"Термопреобразователь сопротивления ДТС015-РТ100.В3.320.ЕХI-Т3",4640,5568,"По запросу",1,9025900008,24]
["2023-06-07T16:16:40.813",90162,"ДТС015-РТ1000.В2.160.ЕХI-Т6",null,"Термопреобразователь сопротивления ДТС015-РТ1000.В2.160.ЕХI-Т6",4150,4980,"9",625,9025900008,24]
["2023-06-07T16:16:40.813",74906,"ДТС024-50М.В3.30/3.ЕХI-Т4",null,"Термопреобразователь сопротивления ДТС024-50М.В3.30/3.ЕХI-Т4",1560,1872,"12",1,9025900008,24]
["2023-06-07T16:16:40.813",74915,"ДТС024-РТ100.В3.30/3.ЕХI-Т6",null,"Термопреобразователь сопротивления ДТС024-РТ100.В3.30/3.ЕХI-Т6",2774,3328.8,"12",1000,9025900008,24]
["2023-06-07T16:16:40.813",95730,"ДТС024-РТ1000.В3.30/0,2.ЕХI-Т3",null,"Термопреобразователь сопротивления ДТС024-РТ1000.В3.30/0,2.ЕХI-Т3",2534,3040.8,"12",1,9025900008,24]
["2023-06-07T16:16:40.813",91643,"ДТС025-50М.В3.630.ЕХI-Т6",null,"Термопреобразователь сопротивления ДТС025-50М.В3.630.ЕХI-Т6",2000,2400,"9",1000,9025900008,24]
["2023-06-07T16:16:40.813",115529,"ДТС025-РТ100.В3.1250.МГ.ЕХI-Т4",null,"Термопреобразователь сопротивления ДТС025-РТ100.В3.1250.МГ.ЕХI-Т4",7170,8604,"9",1000,9025900008,24]
["2023-06-07T16:16:40.813",74939,"ДТС025-РТ100.В3.320.МГ.ЕХI-Т4",null,"Термопреобразователь сопротивления ДТС025-РТ100.В3.320.МГ.ЕХI-Т4",5140,6168,"9",1000,9025900008,24]
["2023-06-07T16:16:40.813",99455,"ДТС034-50М.В3.25/2.ЕХI-Т5",null,"Термопреобразователь сопротивления ДТС034-50М.В3.25/2.ЕХI-Т5",1480,1776,"12",1,9025900008,0]
["2023-06-07T16:16:40.813",99374,"ДТС034-50П.В3.25/0,2.ЕХI-Т4",null,"Термопреобразователь сопротивления ДТС034-50П.В3.25/0,2.ЕХI-Т4",4670,5604,"12",1,9025900008,0]
["2023-06-07T16:16:40.813",104622,"ДТС034-РТ100.В3.25/15.ЕХI-Т6",null,"Термопреобразователь сопротивления ДТС034-РТ100.В3.25/15.ЕХI-Т6",3734,4480.8,"12",913,9025900008,0]
["2023-06-07T16:16:40.813",99266,"ДТС034-РТ100.В3.25/4.ЕХI-Т6",null,"Термопреобразователь сопротивления ДТС034-РТ100.В3.25/4.ЕХI-Т6",2854,3424.8,"12",913,9025900008,0]
["2023-06-07T16:16:40.813",118658,"ДТС034-РТ100.В4.25/5.М10Х1.ЕХI-Т6",null,"Термопреобразователь сопротивления ДТС034-РТ100.В4.25/5.М10Х1.ЕХI-Т6",3414,4096.8,"30",720,9025900008,0]
["2023-06-07T16:16:40.813",82640,"ДТС035-100М.В3.800.ЕХI-Т4",null,"Термопреобразователь сопротивления ДТС035-100М.В3.800.ЕХI-Т4",2900,3480,"9",1000,9025900008,24]
["2023-06-07T16:16:40.813",124868,"ДТС035-100П.А4.60.ЕХI-Т5",null,"Термопреобразователь сопротивления ДТС035-100П.А4.60.ЕХI-Т5",8316,9979.2000000000007,"9",649,9025900008,24]
["2023-06-07T16:16:40.813",97023,"ДТС035-100П.В3.1250.МГ.ЕХI-Т6",null,"Термопреобразователь сопротивления ДТС035-100П.В3.1250.МГ.ЕХI-Т6",8060,9672,"9",788,9025900008,24]
["2023-06-07T16:16:40.813",94530,"ДТС035-50М.В3.120.ЕХI-Т2",null,"Термопреобразователь сопротивления ДТС035-50М.В3.120.ЕХI-Т2",2200,2640,"9",1000,9025900008,24]
["2023-06-07T16:16:40.813",83145,"ДТС035-50М.В3.200.ЕХI-Т6",null,"Термопреобразователь сопротивления ДТС035-50М.В3.200.ЕХI-Т6",2200,2640,"9",1000,9025900008,24]
["2023-06-07T16:16:40.813",75060,"ДТС035-50М.В3.60.ЕХI-Т4",null,"Термопреобразователь сопротивления ДТС035-50М.В3.60.ЕХI-Т4",2200,2640,"9",1000,9025900008,24]
["2023-06-07T16:16:40.813",75068,"ДТС035-50П.В3.120.ЕХI-Т1",null,"Термопреобразователь сопротивления ДТС035-50П.В3.120.ЕХI-Т1",6670,8004,"9",267,9025900008,24]
["2023-06-07T16:16:40.813",110992,"ДТС035Л-50М.В3.1000.ЕХI-Т4",null,"Термопреобразователь сопротивления ДТС035Л-50М.В3.1000.ЕХI-Т4",3450,4140,"9",1,9025900008,24]
["2023-06-07T16:16:40.813",94723,"ДТС035Л-РТ100.В2.60.G1/2.ЕХI-Т5",null,"Термопреобразователь сопротивления ДТС035Л-РТ100.В2.60.G1/2.ЕХI-Т5",5049,6058.8,"По запросу",1,9025900008,24]
["2023-06-07T16:16:40.813",81908,"ДТС035Л-РТ100.В3.80.ЕХI-Т6",null,"Термопреобразователь сопротивления ДТС035Л-РТ100.В3.80.ЕХI-Т6",4390,5268,"9",1000,9025900008,24]
["2023-06-07T16:16:40.813",87525,"ДТС035-РТ100.А4.80.МГ.ЕХI-Т2",null,"Термопреобразователь сопротивления ДТС035-РТ100.А4.80.МГ.ЕХI-Т2",5768,6921.6,"9",140,9025900008,24]
["2023-06-07T16:16:40.813",127753,"ДТС035-РТ100.В3.120.МГ.ЕХI-Т6",null,"Термопреобразователь сопротивления ДТС035-РТ100.В3.120.МГ.ЕХI-Т6",4890,5868,"По запросу",1,9025900008,24]
["2023-06-07T16:16:40.813",75113,"ДТС035-РТ100.В3.200.ЕХI-Т4",null,"Термопреобразователь сопротивления ДТС035-РТ100.В3.200.ЕХI-Т4",4390,5268,"9",1000,9025900008,24]
["2023-06-07T16:16:40.813",75133,"ДТС035-РТ100.В3.60.МГ.ЕХI-Т4",null,"Термопреобразователь сопротивления ДТС035-РТ100.В3.60.МГ.ЕХI-Т4",4890,5868,"9",1000,9025900008,24]
["2023-06-07T16:16:40.813",83665,"ДТС035-РТ100.В4.100.МГ.ЕХI-Т5",null,"Термопреобразователь сопротивления ДТС035-РТ100.В4.100.МГ.ЕХI-Т5",4890,5868,"9",140,9025900008,24]
["2023-06-07T16:16:40.813",85964,"ДТС035-РТ100.В4.400.МГ.ЕХI-Т1",null,"Термопреобразователь сопротивления ДТС035-РТ100.В4.400.МГ.ЕХI-Т1",5740,6888,"9",140,9025900008,24]
["2023-06-07T16:16:40.813",75152,"ДТС044-100М.В3.30/15.ЕХI-Т5",null,"Термопреобразователь сопротивления ДТС044-100М.В3.30/15.ЕХI-Т5",3200,3840,"12",1,9025900008,24]
["2023-06-07T16:16:40.813",84859,"ДТС044-50М.В3.30/2.ЕХI-Т6",null,"Термопреобразователь сопротивления ДТС044-50М.В3.30/2.ЕХI-Т6",1480,1776,"12",1,9025900008,24]
["2023-06-07T16:16:40.813",104495,"ДТС044-РТ100.В3.250/5.ЕХI-Т3",null,"Термопреобразователь сопротивления ДТС044-РТ100.В3.250/5.ЕХI-Т3",3440,4128,"12",1000,9025900008,24]
["2023-06-07T16:16:40.813",75197,"ДТС044-РТ100.В3.30/3.ЕХI-Т4",null,"Термопреобразователь сопротивления ДТС044-РТ100.В3.30/3.ЕХI-Т4",2774,3328.8,"12",1000,9025900008,24]
["2023-06-07T16:16:40.813",75209,"ДТС044-РТ100.С4.30/16.ЕХI-Т3",null,"Термопреобразователь сопротивления ДТС044-РТ100.С4.30/16.ЕХI-Т3",4134,4960.8,"12",1,9025900008,24]
["2023-06-07T16:16:40.813",124474,"ДТС045-100П.А3.320.МГ.ЕХI-Т1",null,"Термопреобразователь сопротивления ДТС045-100П.А3.320.МГ.ЕХI-Т1",9308,11169.6,"9",788,9025900008,24]
["2023-06-07T16:16:40.813",91496,"ДТС045-100П.В3.160.МГ.ЕХI-Т1",null,"Термопреобразователь сопротивления ДТС045-100П.В3.160.МГ.ЕХI-Т1",7430,8916,"9",788,9025900008,24]
["2023-06-07T16:16:40.813",75223,"ДТС045-100П.В3.320.ЕХI-Т2",null,"Термопреобразователь сопротивления ДТС045-100П.В3.320.ЕХI-Т2",7340,8808,"9",1,9025900008,24]
["2023-06-07T16:16:40.813",75237,"ДТС045-50М.В3.60.ЕХI-Т6",null,"Термопреобразователь сопротивления ДТС045-50М.В3.60.ЕХI-Т6",2200,2640,"9",1000,9025900008,24]
["2023-06-07T16:16:40.813",75245,"ДТС045Л-100М.В3.500.ЕХI-Т3",null,"Термопреобразователь сопротивления ДТС045Л-100М.В3.500.ЕХI-Т3",2900,3480,"9",1,9025900008,24]
["2023-06-07T16:16:40.813",75250,"ДТС045Л-100П.В3.200.ЕХI-Т6",null,"Термопреобразователь сопротивления ДТС045Л-100П.В3.200.ЕХI-Т6",6930,8316,"9",1,9025900008,24]
["2023-06-07T16:16:40.813",115654,"ДТС045Л-РТ100.А4.80.МГ.ЕХI-Т6",null,"Термопреобразователь сопротивления ДТС045Л-РТ100.А4.80.МГ.ЕХI-Т6",5768,6921.6,"9",342,9025900008,24]
["2023-06-07T16:16:40.813",82373,"ДТС045-РТ100.В3.100.МГ.ЕХI-Т1",null,"Термопреобразователь сопротивления ДТС045-РТ100.В3.100.МГ.ЕХI-Т1",4890,5868,"9",1000,9025900008,24]
["2023-06-07T16:16:40.813",134746,"ДТС045-РТ100.В3.160.МГ.ЕХI-Т6",null,"Термопреобразователь сопротивления ДТС045-РТ100.В3.160.МГ.ЕХI-Т6",4890,5868,"9",1,9025900008,24]
["2023-06-07T16:16:40.813",97078,"ДТС045-РТ100.В3.80.МГ.ЕХI-Т1",null,"Термопреобразователь сопротивления ДТС045-РТ100.В3.80.МГ.ЕХI-Т1",4890,5868,"По запросу",1,9025900008,24]
["2023-06-07T16:16:40.813",75291,"ДТС045Э1-РТ100.В3.800.МГ.ЕХI-Т3",null,"Термопреобразователь сопротивления ДТС045Э1-РТ100.В3.800.МГ.ЕХI-Т3",6788,8145.6,"9",8,9025900008,24]
["2023-06-07T16:16:40.813",102815,"ДТС054-100П.В4.60/1,5.ЕХI-Т4",null,"Термопреобразователь сопротивления ДТС054-100П.В4.60/1,5.ЕХI-Т4",6070,7284,"12",1,9025900008,24]
["2023-06-07T16:16:40.813",75310,"ДТС054-50М.В3.500/1.ЕХI-Т6",null,"Термопреобразователь сопротивления ДТС054-50М.В3.500/1.ЕХI-Т6",3500,4200,"12",1,9025900008,24]
["2023-06-07T16:16:40.813",75323,"ДТС054-50П.В3.100/1.ЕХI-Т1",null,"Термопреобразователь сопротивления ДТС054-50П.В3.100/1.ЕХI-Т1",5740,6888,"12",1,9025900008,24]
["2023-06-07T16:16:40.813",80691,"ДТС054-РТ100.В3.100/10.М14Х2.ЕХI-Т6",null,"Термопреобразователь сопротивления ДТС054-РТ100.В3.100/10.М14х2.ЕХI-Т6",4296,5155.2,"12",1000,9025900008,24]
["2023-06-07T16:16:40.813",96564,"ДТС054-РТ100.В3.60/1.М10Х1.ЕХI-Т3",null,"Термопреобразователь сопротивления ДТС054-РТ100.В3.60/1.М10Х1.ЕХI-Т3",3576,4291.2,"12",1000,9025900008,24]
["2023-06-07T16:16:40.813",93375,"ДТС054-РТ100.В3.60/2.ЕХI-Т3",null,"Термопреобразователь сопротивления ДТС054-РТ100.В3.60/2.ЕХI-Т3",3200,3840,"12",1000,9025900008,24]
["2023-06-07T16:16:40.813",117482,"ДТС054-РТ1000.С3.500/2.ЕХI-Т5",null,"Термопреобразователь сопротивления ДТС054-РТ1000.С3.500/2.ЕХI-Т5",3870,4644,"12",1,9025900008,24]
["2023-06-07T16:16:40.813",91797,"ДТС055-50М.В3.400.ЕХI-Т4",null,"Термопреобразователь сопротивления ДТС055-50М.В3.400.ЕХI-Т4",2600,3120,"9",1000,9025900008,24]
["2023-06-07T16:16:40.813",79114,"ДТС055-РТ100.В3.80.МГ.ЕХI-Т4",null,"Термопреобразователь сопротивления ДТС055-РТ100.В3.80.МГ.ЕХI-Т4",4890,5868,"9",1000,9025900008,24]
["2023-06-07T16:16:40.813",104706,"ДТС064-50М.В3.100/20.ЕХI-Т3",null,"Термопреобразователь сопротивления ДТС064-50М.В3.100/20.ЕХI-Т3",3770,4524,"12",1000,9025900008,24]
["2023-06-07T16:16:40.813",79877,"ДТС064-50М.В3.800/1.ЕХI-Т4",null,"Термопреобразователь сопротивления ДТС064-50М.В3.800/1.ЕХI-Т4",3500,4200,"12",1,9025900008,24]
["2023-06-07T16:16:40.813",125577,"ДТС064-РТ100.В3.100/5.ЕХI-Т3",null,"Термопреобразователь сопротивления ДТС064-РТ100.В3.100/5.ЕХI-Т3",3440,4128,"12",1000,9025900008,24]
["2023-06-07T16:16:40.813",75390,"ДТС064-РТ100.В3.80/20.ЕХI-Т4",null,"Термопреобразователь сопротивления ДТС064-РТ100.В3.80/20.ЕХI-Т4",4640,5568,"12",1000,9025900008,24]
["2023-06-07T16:16:40.813",126983,"ДТС065-100М.В3.60.G1/2.ЕХI-Т6",null,"Термопреобразователь сопротивления ДТС065-100М.В3.60.G1/2.ЕХI-Т6",2990,3588,"9",1,9025900008,24]
["2023-06-07T16:16:40.813",89075,"ДТС065-100П.А4.120.ЕХI-Т2",null,"Термопреобразователь сопротивления ДТС065-100П.А4.120.ЕХI-Т2",8316,9979.2000000000007,"9",788,9025900008,24]
["2023-06-07T16:16:40.813",89078,"ДТС065-100П.А4.250.ЕХI-Т2",null,"Термопреобразователь сопротивления ДТС065-100П.А4.250.ЕХI-Т2",8316,9979.2000000000007,"9",788,9025900008,24]
["2023-06-07T16:16:40.813",75424,"ДТС065-50М.В3.120.МГ.ЕХI-Т6",null,"Термопреобразователь сопротивления ДТС065-50М.В3.120.МГ.ЕХI-Т6",2700,3240,"9",1000,9025900008,24]
["2023-06-07T16:16:40.813",107747,"ДТС065Л-РТ100.А3.100.МГ.G1/2.ЕХI-Т1",null,"Термопреобразователь сопротивления ДТС065Л-РТ100.А3.100.МГ.G1/2.ЕХi-Т1",6559,7870.8,"9",342,9025900008,24]
["2023-06-07T16:16:40.813",77064,"ДТС065-РТ100.А3.100.МГ.ЕХI-Т3",null,"Термопреобразователь сопротивления ДТС065-РТ100.А3.100.МГ.ЕХI-Т3",5768,6921.6,"9",1000,9025900008,24]
["2023-06-07T16:16:40.813",75444,"ДТС065-РТ100.В3.180.МГ.ЕХI-Т5",null,"Термопреобразователь сопротивления ДТС065-РТ100.В3.180.МГ.ЕХI-Т5",4890,5868,"9",1000,9025900008,24]
["2023-06-07T16:16:40.813",96515,"ДТС065-РТ100.В3.500.МГ.ЕХI-Т1",null,"Термопреобразователь сопротивления ДТС065-РТ100.В3.500.МГ.ЕХI-Т1",5740,6888,"9",1000,9025900008,24]
["2023-06-07T16:16:40.813",75453,"ДТС065-РТ100.В4.60.ЕХI-Т4",null,"Термопреобразователь сопротивления ДТС065-РТ100.В4.60.ЕХI-Т4",4390,5268,"По запросу",1,9025900008,24]
["2023-06-07T16:16:40.813",75465,"ДТС075-100М.В3.100.ЕХI-Т6",null,"Термопреобразователь сопротивления ДТС075-100М.В3.100.ЕХI-Т6",2600,3120,"9",1,9025900008,24]
["2023-06-07T16:16:40.813",110737,"ДТС075-100П.В3.320.МГ.ЕХI-Т6",null,"Термопреобразователь сопротивления ДТС075-100П.В3.320.МГ.ЕХI-Т6",7840,9408,"9",1,9025900008,24]
["2023-06-07T16:16:40.813",94795,"ДТС075-50М.В3.60.ЕХI-Т3",null,"Термопреобразователь сопротивления ДТС075-50М.В3.60.ЕХI-Т3",2200,2640,"9",1000,9025900008,24]
["2023-06-07T16:16:40.813",75500,"ДТС075-РТ100.В2.100.ЕХI-Т4",null,"Термопреобразователь сопротивления ДТС075-РТ100.В2.100.ЕХI-Т4",4390,5268,"9",588,9025900008,24]
["2023-06-07T16:16:40.813",97020,"ДТС084-РТ100.В3.60/0,2.ЕХI-Т5",null,"Термопреобразователь сопротивления ДТС084-РТ100.В3.60/0,2.ЕХI-Т5",3040,3648,"12",1000,9025900008,24]
["2023-06-07T16:16:40.813",127794,"ДТС094-100М.В2.80/0,2.ЕХI-Т3",null,"Термопреобразователь сопротивления ДТС094-100М.В2.80/0,2.ЕХI-Т3",2100,2520,"12",1,9025900008,24]
["2023-06-07T16:16:40.813",82080,"ДТС094-50М.В3.60/1.ЕХI-Т3",null,"Термопреобразователь сопротивления ДТС094-50М.В3.60/1.ЕХI-Т3",1650,1980,"12",1000,9025900008,24]
["2023-06-07T16:16:40.813",128182,"ДТС094-РТ100.В4.120/2,5.ЕХI-Т2",null,"Термопреобразователь сопротивления ДТС094-РТ100.В4.120/2,5.ЕХI-Т2",3720,4464,"12",1,9025900008,24]
["2023-06-07T16:16:40.813",136394,"ДТС104-50М.В3.60/10.ЕХI-Т6",null,"Термопреобразователь сопротивления ДТС104-50М.В3.60/10.ЕХI-Т6",2370,2844,"12",1,9025900008,24]
["2023-06-07T16:16:40.813",97493,"ДТС105-100П.А4.100.ЕХI-Т1",null,"Термопреобразователь сопротивления ДТС105-100П.А4.100.ЕХI-Т1",8316,9979.2000000000007,"9",649,9025900008,24]
["2023-06-07T16:16:40.813",75545,"ДТС105-50М.В3.1600.ЕХI-Т6",null,"Термопреобразователь сопротивления ДТС105-50М.В3.1600.ЕХI-Т6",3450,4140,"9",1,9025900008,24]
["2023-06-07T16:16:40.813",80485,"ДТС105-50М.В3.80.ЕХI-Т3",null,"Термопреобразователь сопротивления ДТС105-50М.В3.80.ЕХI-Т3",2200,2640,"9",1000,9025900008,24]
["2023-06-07T16:16:40.813",95510,"ДТС105-50П.В3.60.МГ.ЕХI-Т2",null,"Термопреобразователь сопротивления ДТС105-50П.В3.60.МГ.ЕХI-Т2",7170,8604,"9",214,9025900008,24]
["2023-06-07T16:16:40.813",106862,"ДТС105-РТ100.А3.200.ЕХI-Т6",null,"Термопреобразователь сопротивления ДТС105-РТ100.А3.200.ЕХi-Т6",5268,6321.6,"9",1000,9025900008,24]
["2023-06-07T16:16:40.813",75579,"ДТС105-РТ100.В3.160.ЕХI-Т3",null,"Термопреобразователь сопротивления ДТС105-РТ100.В3.160.ЕХI-Т3",4390,5268,"9",1000,9025900008,24]
["2023-06-07T16:16:40.813",119203,"ДТС105-РТ100.В3.500.ЕХI-Т5",null,"Термопреобразователь сопротивления ДТС105-РТ100.В3.500.ЕХI-Т5",5240,6288,"9",1000,9025900008,24]
["2023-06-07T16:16:40.813",75592,"ДТС105-РТ100.В3.60.МГ.ЕХI-Т3",null,"Термопреобразователь сопротивления ДТС105-РТ100.В3.60.МГ.ЕХI-Т3",4890,5868,"9",1000,9025900008,24]
["2023-06-07T16:16:40.813",92215,"ДТС105-РТ100.С3.250.ЕХI-Т6",null,"Термопреобразователь сопротивления ДТС105-РТ100.С3.250.ЕХI-Т6",4390,5268,"9",1000,9025900008,24]
["2023-06-07T16:16:40.813",75609,"ДТС124-50М.В3.400/1.ЕХI-Т4",null,"Термопреобразователь сопротивления ДТС124-50М.В3.400/1.ЕХI-Т4",3500,4200,"12",300,9025900008,24]
["2023-06-07T16:16:40.813",75623,"ДТС125-50М.В2.80.ЕХI-Т4",null,"Термопреобразователь сопротивления ДТС125-50М.В2.80.ЕХI-Т4",1850,2220,"4",672,9025900008,24]
["2023-06-07T16:16:40.813",75630,"ДТС125Л-50М.В2.60.ЕХI-Т6",null,"Термопреобразователь сопротивления ДТС125Л-50М.В2.60.ЕХI-Т6",1850,2220,"4",1000,9025900008,24]
["2023-06-07T16:16:40.813",85954,"ДТС125Л-РТ1000.В2.100.ЕХI-Т1",null,"Термопреобразователь сопротивления ДТС125Л-РТ1000.В2.100.ЕХI-Т1",3200,3840,"4",769,9025900008,24]
["2023-06-07T16:16:40.813",125858,"ДТС125-РТ100.В2.100.ЕХI-Т4",null,"Термопреобразователь сопротивления ДТС125-РТ100.В2.100.ЕХI-Т4",3200,3840,"4",672,9025900008,24]
["2023-06-07T16:16:40.813",135563,"ДТС134-50М.В3.80/0,3.ЕХI-Т3",null,"Термопреобразователь сопротивления ДТС134-50М.В3.80/0,3.ЕХI-Т3",2194,2632.8,"12",600,9025900008,24]
["2023-06-07T16:16:40.813",75684,"ДТС145-100П.В3.60.ЕХI-Т4",null,"Термопреобразователь сопротивления ДТС145-100П.В3.60.ЕХI-Т4",6930,8316,"9",649,9025900008,24]
["2023-06-07T16:16:40.813",118473,"ДТС145Л-100М.В3.160.ЕХI-Т6",null,"Термопреобразователь сопротивления ДТС145Л-100М.В3.160.ЕХI-Т6",2600,3120,"9",1,9025900008,24]
["2023-06-07T16:16:40.813",128653,"ДТС145-РТ100.А4.180.МГ.ЕХI-Т5",null,"Термопреобразователь сопротивления ДТС145-РТ100.А4.180.МГ.ЕХI-Т5",5768,6921.6,"По запросу",1,9025900008,24]
["2023-06-07T16:16:40.813",134742,"ДТС145-РТ100.В3.80.МГ.G1/2.ЕХI-Т5",null,"Термопреобразователь сопротивления ДТС145-РТ100.В3.80.МГ.G1/2.ЕХI-Т5",5549,6658.8,"9",1000,9025900008,24]
["2023-06-07T16:16:40.813",110833,"ДТС164-РТ100.В3.120/5.ЕХI-Т4",null,"Термопреобразователь сопротивления ДТС164-РТ100.В3.120/5.ЕХI-Т4",5980,7176,"12",249,9025900008,24]
["2023-06-07T16:16:40.813",110596,"ДТС194-100М.В3.300/2.ЕХI-Т4",null,"Термопреобразователь сопротивления ДТС194-100М.В3.300/2.ЕХI-Т4",3280,3936,"12",1000,9025900008,24]
["2023-06-07T16:16:40.813",133799,"ДТС194-РТ100.В4.180/1.ЕХI-Т4",null,"Термопреобразователь сопротивления ДТС194-РТ100.В4.180/1.ЕХI-Т4",3470,4164,"30",1000,9025900008,24]
["2023-06-07T16:16:40.813",103363,"ДТС214-50М.В3.30/1,5.ЕХI-Т2",null,"Термопреобразователь сопротивления ДТС214-50М.В3.30/1,5.ЕХI-Т2",1440,1728,"12",1,9025900008,24]
["2023-06-07T16:16:40.813",130339,"ДТС214-РТ100.В3.100/3.ЕХI-Т6",null,"Термопреобразователь сопротивления ДТС214-РТ100.В3.100/3.ЕХI-Т6",2774,3328.8,"12",1,9025900008,24]
["2023-06-07T16:16:40.813",90415,"ДТС214-РТ100.В3.30/5.ЕХI-Т5",null,"Термопреобразователь сопротивления ДТС214-РТ100.В3.30/5.ЕХI-Т5",2934,3520.8,"12",1000,9025900008,24]
["2023-06-07T16:16:40.813",102800,"ДТС214-РТ1000.В3.100/3.ЕХI-Т2",null,"Термопреобразователь сопротивления ДТС214-РТ1000.В3.100/3.ЕХI-Т2",2774,3328.8,"12",1000,9025900008,24]
["2023-06-07T16:16:40.813",75732,"ДТС224-50М.В3.43/0,5.ЕХI-Т2",null,"Термопреобразователь сопротивления ДТС224-50М.В3.43/0,5.ЕХI-Т2",3040,3648,"12",1,9025900008,24]
["2023-06-07T16:16:40.813",134295,"ДТС224-50М.В3.43/8.ЕХI-Т3",null,"Термопреобразователь сопротивления ДТС224-50М.В3.43/8.ЕХI-Т3",3640,4368,"12",1,9025900008,24]
["2023-06-07T16:16:40.813",86586,"ДТС224-50П.В3.43/2.ЕХI-Т4",null,"Термопреобразователь сопротивления ДТС224-50П.В3.43/2.ЕХI-Т4",6750,8100,"12",214,9025900008,24]
["2023-06-07T16:16:40.813",75766,"ДТС224-РТ100.В3.43/2.ЕХI-Т6",null,"Термопреобразователь сопротивления ДТС224-РТ100.В3.43/2.ЕХI-Т6",4550,5460,"12",1000,9025900008,24]
["2023-06-07T16:16:40.813",110948,"ДТС224-РТ100.В3.43/20.ЕХI-Т6",null,"Термопреобразователь сопротивления ДТС224-РТ100.В3.43/20.ЕХI-Т6",5990,7188,"12",1000,9025900008,24]
["2023-06-07T16:16:40.813",133397,"ДТС224-РТ1000.В2.43/1.ЕХI-Т2",null,"Термопреобразователь сопротивления ДТС224-РТ1000.В2.43/1.ЕХI-Т2",4470,5364,"30",1000,9025900008,24]
["2023-06-07T16:16:40.813",119702,"ДТС314-100П.А3.80/5.ЕХI-Т3",null,"Термопреобразователь сопротивления ДТС314-100П.А3.80/5.ЕХI-Т3",7250,8700,"12",649,9025900008,24]
["2023-06-07T16:16:40.813",104512,"ДТС314-РТ100.В3.40/0,4.ЕХI-Т3",null,"Термопреобразователь сопротивления ДТС314-РТ100.В3.40/0,4.ЕХI-Т3",2634,3160.8,"12",1000,9025900008,24]
["2023-06-07T16:16:40.813",116149,"ДТС314-РТ100.В3.50/2.ЕХI-Т5",null,"Термопреобразователь сопротивления ДТС314-РТ100.В3.50/2.ЕХI-Т5",3034,3640.8,"12",1000,9025900008,24]
["2023-06-07T16:16:40.813",124461,"ДТС314-РТ1000.В3.50/3,5.ЕХI-Т4",null,"Термопреобразователь сопротивления ДТС314-РТ1000.В3.50/3,5.ЕХI-Т4",3409,4090.8,"12",1,9025900008,24]
["2023-06-07T16:16:40.813",96143,"ДТС324-РТ100.В3.41/2.ЕХI-Т4",null,"Термопреобразователь сопротивления ДТС324-РТ100.В3.41/2.ЕХI-Т4",4550,5460,"12",1000,9025900008,24]
["2023-06-07T16:16:40.813",125159,"ДТС324-РТ1000.В2.41/3.ЕХI-Т2",null,"Термопреобразователь сопротивления ДТС324-РТ1000.В2.41/3.ЕХI-Т2",4630,5556,"12",1,9025900008,24]
["2023-06-07T16:16:40.813",101334,"ДТС335-50М.В3.1000.ЕХI-Т6",null,"Термопреобразователь сопротивления ДТС335-50М.В3.1000.ЕХI-Т6",3450,4140,"9",1000,9025900008,24]
["2023-06-07T16:16:40.813",117569,"ДТС335-РТ100.В4.60.МГ.ЕХI-Т5",null,"Термопреобразователь сопротивления ДТС335-РТ100.В4.60.МГ.ЕХI-Т5",4890,5868,"9",140,9025900008,24]
["2023-06-07T16:16:40.813",129728,"ДТС414-50М.В3.100/5.ЕХI-Т6",null,"Термопреобразователь сопротивления ДТС414-50М.В3.100/5.ЕХI-Т6",2570,3084,"12",1,9025900008,24]
["2023-06-07T16:16:40.813",91895,"ДТС414-РТ100.В3.100/10.ЕХI-Т6",null,"Термопреобразователь сопротивления ДТС414-РТ100.В3.100/10.ЕХI-Т6",5034,6040.8,"12",509,9025900008,24]
["2023-06-07T16:16:40.813",129600,"ДТС414-РТ100.В4.40/2.ЕХI-Т3",null,"Термопреобразователь сопротивления ДТС414-РТ100.В4.40/2.ЕХI-Т3",3174,3808.8,"12",1,9025900008,24]
["2023-06-07T16:16:40.813",86188,"2ДТС015Л-РТ1000.В3.1000",null,"Термопреобразователь сопротивления 2ДТС015Л-РТ1000.В3.1000",4815,5778,"9",146,9025900008,24]
["2023-06-07T16:16:40.813",124431,"2ДТС064-РТ1000.А3.100/3.G1/2",null,"Термопреобразователь сопротивления 2ДТС064-РТ1000.А3.100/3.G1/2",3275,3930,"12",1000,9025900008,24]
["2023-06-07T16:16:40.813",98730,"ДТС014-РТ1000.А3.25/7",null,"Термопреобразователь сопротивления ДТС014-РТ1000.А3.25/7",2080,2496,"12",1000,9025900008,0]
["2023-06-07T16:16:40.813",98703,"ДТС014-РТ1000.В4.25/0,2",null,"Термопреобразователь сопротивления ДТС014-РТ1000.В4.25/0,2",1267,1520.4,"30",1000,9025900008,0]
["2023-06-07T16:16:40.813",92136,"ДТС015-РТ1000.В2.1600",null,"Термопреобразователь сопротивления ДТС015-РТ1000.В2.1600",3335,4002,"9",114,9025900008,24]
["2023-06-07T16:16:40.813",113138,"ДТС015-РТ1000.В3.400",null,"Термопреобразователь сопротивления ДТС015-РТ1000.В3.400",2320,2784,"9",1000,9025900008,24]
["2023-06-07T16:16:40.813",83934,"ДТС015-РТ1000.В3.80.МГ",null,"Термопреобразователь сопротивления ДТС015-РТ1000.В3.80.МГ",2575,3090,"9",1000,9025900008,24]
["2023-06-07T16:16:40.813",133643,"ДТС024-РТ1000.В4.30/1",null,"Термопреобразователь сопротивления ДТС024-РТ1000.В4.30/1",1367,1640.4,"30",1000,9025900008,24]
["2023-06-07T16:16:40.813",131270,"ДТС025Л-РТ1000.В2.2000",null,"Термопреобразователь сопротивления ДТС025Л-РТ1000.В2.2000",3335,4002,"9",1,9025900008,24]
["2023-06-07T16:16:40.813",82088,"ДТС025-РТ1000.В3.1000.МГ",null,"Термопреобразователь сопротивления ДТС025-РТ1000.В3.1000.МГ",3835,4602,"9",1000,9025900008,24]
["2023-06-07T16:16:40.813",105821,"ДТС034-РТ1000.В2.25/0,5",null,"Термопреобразователь сопротивления ДТС034-РТ1000.В2.25/0,5",1307,1568.4,"30",913,9025900008,24]
["2023-06-07T16:16:40.813",107733,"ДТС035Л-РТ1000.В3.1000.МГ",null,"Термопреобразователь сопротивления ДТС035Л-РТ1000.В3.1000.МГ",4170,5004,"9",342,9025900008,24]
["2023-06-07T16:16:40.813",131944,"ДТС035-РТ1000.А3.160.МГ",null,"Термопреобразователь сопротивления ДТС035-РТ1000.А3.160.МГ",3134,3760.8,"9",1000,9025900008,24]
["2023-06-07T16:16:40.813",135985,"ДТС035-РТ1000.В2.200.МГ",null,"Термопреобразователь сопротивления ДТС035-РТ1000.В2.200.МГ",2695,3234,"9",70,9025900008,24]
["2023-06-07T16:16:40.813",58041,"ДТС035-РТ1000.В3.160",null,"Термопреобразователь сопротивления ДТС035-РТ1000.В3.160",2195,2634,"9",1000,9025900008,24]
["2023-06-07T16:16:40.813",91351,"ДТС035-РТ1000.В3.80.G1/2",null,"Термопреобразователь сопротивления ДТС035-РТ1000.В3.80.G1/2",2525,3030,"9",1000,9025900008,24]
["2023-06-07T16:16:40.813",96301,"ДТС035-РТ1000.В4.80",null,"Термопреобразователь сопротивления ДТС035-РТ1000.В4.80",2195,2634,"9",1000,9025900008,24]
["2023-06-07T16:16:40.813",79135,"ДТС045-РТ1000.В2.200.МГ",null,"Термопреобразователь сопротивления ДТС045-РТ1000.В2.200.МГ",2695,3234,"9",417,9025900008,24]
["2023-06-07T16:16:40.813",129746,"ДТС045-РТ1000.В3.150",null,"Термопреобразователь сопротивления ДТС045-РТ1000.В3.150",2195,2634,"9",1000,9025900008,24]
["2023-06-07T16:16:40.813",107032,"ДТС054-РТ1000.А3.100/1,5",null,"Термопреобразователь сопротивления ДТС054-РТ1000.А3.100/1,5",1944,2332.8000000000002,"12",1000,9025900008,24]
["2023-06-07T16:16:40.813",95727,"ДТС054-РТ1000.В2.100/2,5.G1/4",null,"Термопреобразователь сопротивления ДТС054-РТ1000.В2.100/2,5.G1/4",1948,2337.6,"30",1000,9025900008,24]
["2023-06-07T16:16:40.813",97666,"ДТС054-РТ1000.В3.160/3",null,"Термопреобразователь сопротивления ДТС054-РТ1000.В3.160/3",1760,2112,"12",1000,9025900008,24]
["2023-06-07T16:16:40.813",63890,"ДТС054-РТ1000.В3.60/2",null,"Термопреобразователь сопротивления ДТС054-РТ1000.В3.60/2",1680,2016,"12",1000,9025900008,24]
["2023-06-07T16:16:40.813",70575,"ДТС055-РТ1000.А3.80",null,"Термопреобразователь сопротивления ДТС055-РТ1000.А3.80",2634,3160.8,"9",1,9025900008,24]
["2023-06-07T16:16:40.813",117494,"ДТС064-РТ1000.В2.120/0,5",null,"Термопреобразователь сопротивления ДТС064-РТ1000.В2.120/0,5",1560,1872,"30",1000,9025900008,24]
["2023-06-07T16:16:40.813",63757,"ДТС064-РТ1000.В3.100/3",null,"Термопреобразователь сопротивления ДТС064-РТ1000.В3.100/3",1760,2112,"12",1000,9025900008,24]
["2023-06-07T16:16:40.813",65174,"ДТС064-РТ1000.В3.200/2.G1/2",null,"Термопреобразователь сопротивления ДТС064-РТ1000.В3.200/2.G1/2",2098,2517.6,"12",1000,9025900008,24]
["2023-06-07T16:16:40.813",58087,"ДТС065Л-РТ1000.В2.250",null,"Термопреобразователь сопротивления ДТС065Л-РТ1000.В2.250",2195,2634,"9",1,9025900008,24]
["2023-06-07T16:16:40.813",73970,"ДТС065-РТ1000.В2.120.МГ",null,"Термопреобразователь сопротивления ДТС065-РТ1000.В2.120.МГ",2695,3234,"9",800,9025900008,24]
["2023-06-07T16:16:40.813",96297,"ДТС065-РТ1000.В3.1500",null,"Термопреобразователь сопротивления ДТС065-РТ1000.В3.1500",3670,4404,"9",1000,9025900008,24]
["2023-06-07T16:16:40.813",95185,"ДТС065-РТ1000.В3.200",null,"Термопреобразователь сопротивления ДТС065-РТ1000.В3.200",2195,2634,"9",1000,9025900008,24]
["2023-06-07T16:16:40.813",69101,"ДТС074-РТ1000.В3.500/0,2",null,"Термопреобразователь сопротивления ДТС074-РТ1000.В3.500/0,2",1855,2226,"12",1,9025900008,24]
["2023-06-07T16:16:40.813",134435,"ДТС075-РТ1000.В3.160.МГ",null,"Термопреобразователь сопротивления ДТС075-РТ1000.В3.160.МГ",2695,3234,"9",1,9025900008,24]
["2023-06-07T16:16:40.813",115941,"ДТС075-РТ1000.В4.80",null,"Термопреобразователь сопротивления ДТС075-РТ1000.В4.80",2195,2634,"9",1000,9025900008,24]
["2023-06-07T16:16:40.813",71105,"ДТС094-РТ1000.В2.60/1,5",null,"Термопреобразователь сопротивления ДТС094-РТ1000.В2.60/1,5",1855,2226,"30",1000,9025900008,24]
["2023-06-07T16:16:40.813",121625,"ДТС095Л-РТ1000.В3.80.МГ",null,"Термопреобразователь сопротивления ДТС095Л-РТ1000.В3.80.МГ",2695,3234,"9",1,9025900008,24]
["2023-06-07T16:16:40.813",117344,"ДТС105Л-РТ1000.А3.100",null,"Термопреобразователь сопротивления ДТС105Л-РТ1000.А3.100",2634,3160.8,"9",1000,9025900008,24]
["2023-06-07T16:16:40.813",80692,"ДТС105-РТ1000.В2.160.МГ",null,"Термопреобразователь сопротивления ДТС105-РТ1000.В2.160.МГ",2695,3234,"9",606,9025900008,24]
["2023-06-07T16:16:40.813",78934,"ДТС105-РТ1000.В2.70",null,"Термопреобразователь сопротивления ДТС105-РТ1000.В2.70",2195,2634,"9",833,9025900008,24]
["2023-06-07T16:16:40.813",91070,"ДТС105-РТ1000.В3.160.G1/2",null,"Термопреобразователь сопротивления ДТС105-РТ1000.В3.160.G1/2",2525,3030,"9",1000,9025900008,24]
["2023-06-07T16:16:40.813",96942,"ДТС105-РТ1000.В3.630.МГ.G1/2",null,"Термопреобразователь сопротивления ДТС105-РТ1000.В3.630.МГ.G1/2",3513,4215.6000000000004,"9",1000,9025900008,24]
["2023-06-07T16:16:40.813",30192,"ДТС125Э-РТ1000.В2.60",null,"Термопреобразователь сопротивления ДТС125Э-РТ1000.В2.60",1920,2304,"4",1,9025900008,24]
["2023-06-07T16:16:40.813",96158,"ДТС145Л-РТ1000.В2.100.МГ",null,"Термопреобразователь сопротивления ДТС145Л-РТ1000.В2.100.МГ",2695,3234,"9",342,9025900008,24]
["2023-06-07T16:16:40.813",64113,"ДТС145-РТ1000.В2.120",null,"Термопреобразователь сопротивления ДТС145-РТ1000.В2.120",2195,2634,"9",500,9025900008,24]
["2023-06-07T16:16:40.813",109413,"ДТС164-РТ1000.В3.120/4",null,"Термопреобразователь сопротивления ДТС164-РТ1000.В3.120/4",3365,4038,"12",249,9025900008,24]
["2023-06-07T16:16:40.813",132002,"ДТС174-РТ1000.А3.200/3",null,"Термопреобразователь сопротивления ДТС174-РТ1000.А3.200/3",3588,4305.6000000000004,"12",300,9025900008,24]
["2023-06-07T16:16:40.813",134429,"ДТС194-РТ1000.А3.60/1.G1/2",null,"Термопреобразователь сопротивления ДТС194-РТ1000.А3.60/1.G1/2",2178,2613.6,"12",1,9025900008,24]
["2023-06-07T16:16:40.813",80519,"ДТС214-РТ1000.А3.50/1",null,"Термопреобразователь сопротивления ДТС214-РТ1000.А3.50/1",1600,1920,"12",1000,9025900008,24]
["2023-06-07T16:16:40.813",120904,"ДТС214-РТ1000.В2.160/0,5",null,"Термопреобразователь сопротивления ДТС214-РТ1000.В2.160/0,5",1307,1568.4,"30",1000,9025900008,24]
["2023-06-07T16:16:40.813",72305,"ДТС214-РТ1000.В2.50/2",null,"Термопреобразователь сопротивления ДТС214-РТ1000.В2.50/2",1427,1712.4,"30",1000,9025900008,24]
["2023-06-07T16:16:40.813",71888,"ДТС214-РТ1000.В3.40/0,5",null,"Термопреобразователь сопротивления ДТС214-РТ1000.В3.40/0,5",1307,1568.4,"12",1,9025900008,24]
["2023-06-07T16:16:40.813",131603,"ДТС214-РТ1000.В3.80/2",null,"Термопреобразователь сопротивления ДТС214-РТ1000.В3.80/2",1427,1712.4,"12",1000,9025900008,24]
["2023-06-07T16:16:40.813",84255,"ДТС214-РТ1000.В4.100/1,5",null,"Термопреобразователь сопротивления ДТС214-РТ1000.В4.100/1,5",1417,1700.4,"30",1000,9025900008,24]
["2023-06-07T16:16:40.813",68704,"ДТС224-РТ1000.В3.43/5",null,"Термопреобразователь сопротивления ДТС224-РТ1000.В3.43/5",2595,3114,"12",1000,9025900008,24]
["2023-06-07T16:16:40.813",116915,"ДТС314-РТ1000.А3.60/10",null,"Термопреобразователь сопротивления ДТС314-РТ1000.А3.60/10",4020,4824,"12",1,9025900008,24]
["2023-06-07T16:16:40.813",124586,"ДТС314-РТ1000.В3.200/1",null,"Термопреобразователь сопротивления ДТС314-РТ1000.В3.200/1",1770,2124,"12",1000,9025900008,24]
["2023-06-07T16:16:40.813",133512,"ДТС314-РТ1000.В3.60/5",null,"Термопреобразователь сопротивления ДТС314-РТ1000.В3.60/5",2517,3020.4,"12",1000,9025900008,24]
["2023-06-07T16:16:40.813",91208,"ДТС324-РТ1000.В3.41/15",null,"Термопреобразователь сопротивления ДТС324-РТ1000.В3.41/15",3395,4074,"12",1000,9025900008,24]
["2023-06-07T16:16:40.813",124648,"ДТС335-РТ1000.В2.630",null,"Термопреобразователь сопротивления ДТС335-РТ1000.В2.630",2620,3144,"9",241,9025900008,24]
["2023-06-07T16:16:40.813",129214,"ДТС405Л-РТ1000.В2.100.МГ",null,"Термопреобразователь сопротивления ДТС405Л-РТ1000.В2.100.МГ",3100,3720,"12",490,9025900008,24]
["2023-06-07T16:16:40.813",118219,"ДТС414-РТ1000.А4.40/1",null,"Термопреобразователь сопротивления ДТС414-РТ1000.А4.40/1",1840,2208,"12",1,9025900008,24]
["2023-06-07T16:16:40.813",95503,"ДТС414-РТ1000.В3.160/0,3",null,"Термопреобразователь сопротивления ДТС414-РТ1000.В3.160/0,3",1342,1610.4,"12",1000,9025900008,24]
["2023-06-07T16:16:40.813",81437,"ДТС414-РТ1000.В3.60/0,2",null,"Термопреобразователь сопротивления ДТС414-РТ1000.В3.60/0,2",1267,1520.4,"12",1000,9025900008,24]
["2023-06-07T16:16:40.813",96110,"ДТС414-РТ1000.В4.100/1",null,"Термопреобразователь сопротивления ДТС414-РТ1000.В4.100/1",1587,1904.4,"12",1000,9025900008,24]
["2023-06-07T16:16:40.813",132582,"ДТС505Л-РТ1000.В2.80.G1/2",null,"Термопреобразователь сопротивления ДТС505Л-РТ1000.В2.80.G1/2",2525,3030,"9",833,9025900008,24]
["2023-06-07T16:16:40.813",98697,"ДТС014-РТ500.В3.25/2",null,"Термопреобразователь сопротивления ДТС014-РТ500.В3.25/2",1427,1712.4,"12",171,9025900008,0]
["2023-06-07T16:16:40.813",112998,"ДТС024-РТ500.А4.30/9,5",null,"Термопреобразователь сопротивления ДТС024-РТ500.А4.30/9,5",2470,2964,"30",171,9025900008,24]
["2023-06-07T16:16:40.813",94517,"ДТС035Л-РТ500.В4.80",null,"Термопреобразователь сопротивления ДТС035Л-РТ500.В4.80",2195,2634,"9",171,9025900008,24]
["2023-06-07T16:16:40.813",115687,"ДТС035-РТ500.В4.70.МГ",null,"Термопреобразователь сопротивления ДТС035-РТ500.В4.70.МГ",2695,3234,"9",140,9025900008,24]
["2023-06-07T16:16:40.813",112792,"ДТС045-РТ500.В3.80",null,"Термопреобразователь сопротивления ДТС045-РТ500.В3.80",2195,2634,"9",171,9025900008,24]
["2023-06-07T16:16:40.813",126737,"ДТС065-РТ500.В3.120.G1/2",null,"Термопреобразователь сопротивления ДТС065-РТ500.В3.120.G1/2",2525,3030,"9",1,9025900008,24]
["2023-06-07T16:16:40.813",69937,"ДТС105-РТ500.В4.400",null,"Термопреобразователь сопротивления ДТС105-РТ500.В4.400",2620,3144,"9",1,9025900008,24]
["2023-06-07T16:16:40.813",78881,"ДТС194-РТ500.В3.80/1",null,"Термопреобразователь сопротивления ДТС194-РТ500.В3.80/1",1600,1920,"12",1,9025900008,24]
["2023-06-07T16:16:40.813",135028,"ДТС214-РТ500.В3.40/1,5",null,"Термопреобразователь сопротивления ДТС214-РТ500.В3.40/1,5",1387,1664.4,"12",1,9025900008,24]
["2023-06-07T16:16:40.813",92942,"ДТС414-РТ500.В4.60/0,3",null,"Термопреобразователь сопротивления ДТС414-РТ500.В4.60/0,3",1363,1635.6,"12",171,9025900008,24]
["2023-06-07T16:16:40.813",115240,"2ТРМ1-Д.У2.ИУ.RS",null,"Измеритель-регулятор микропроцессорный 2ТРМ1-Д.У2.ИУ.RS",5750,6900,"999",8,9032890000,60]
["2023-06-07T16:16:40.813",118104,"2ТРМ1-Д.У2.КУ.RS",null,"Измеритель-регулятор микропроцессорный 2ТРМ1-Д.У2.КУ.RS",5750,6900,"По запросу",1,9032890000,60]
["2023-06-07T16:16:40.813",118149,"2ТРМ1-Д.У2.УИ.RS",null,"Измеритель-регулятор микропроцессорный 2ТРМ1-Д.У2.УИ.RS",5750,6900,"999",8,9032890000,60]
["2023-06-07T16:16:40.813",18518,"2ТРМ1-Щ1.У.КК",null,"Измеритель-регулятор микропроцессорный 2ТРМ1-Щ1.У.КК",9315,11178,"3",28,9032890000,60]
["2023-06-07T16:16:40.813",117668,"2ТРМ1-Щ1.У2.РС",null,"Измеритель-регулятор микропроцессорный 2ТРМ1-Щ1.У2.РС",5600,6720,"7",1,9032890000,60]
["2023-06-07T16:16:40.813",117692,"2ТРМ1-Щ1.У2.ТУ.RS",null,"Измеритель-регулятор микропроцессорный 2ТРМ1-Щ1.У2.ТУ.RS",5750,6900,"999",6,9032890000,60]
["2023-06-07T16:16:40.813",117652,"2ТРМ1-Щ2.У2.КС",null,"Измеритель-регулятор микропроцессорный 2ТРМ1-Щ2.У2.КС",5600,6720,"По запросу",1,9032890000,60]
["2023-06-07T16:16:40.813",117641,"2ТРМ1-Щ2.У2.УУ",null,"Измеритель-регулятор микропроцессорный 2ТРМ1-Щ2.У2.УУ",5600,6720,"999",15,9032890000,60]
["2023-06-07T16:16:40.813",118057,"2ТРМ1-Щ5.У2.СИ",null,"Измеритель-регулятор микропроцессорный 2ТРМ1-Щ5.У2.СИ",5600,6720,"По запросу",1,9032890000,60]
["2023-06-07T16:16:40.813",118062,"2ТРМ1-Щ5.У2.ТР",null,"Измеритель-регулятор микропроцессорный 2ТРМ1-Щ5.У2.ТР",5600,6720,"7",4,9032890000,60]
["2023-06-07T16:16:40.813",106445,"AFD-L075.21B",null,"Преобразователь частоты KIPPRIBOR AFD-L075.21B",27950,33540,"91",0,8504409100,24]
["2023-06-07T16:16:40.813",106903,"AIIS-10",null,"Лицензия АИИС Телемеханика Лайт, до 10 точек учета AIIS-10",22000,26400,"11",0,8523519101,24]
["2023-06-07T16:16:40.813",56432,"SCADA-BASE-500",null,"Лицензия SCADA-системы Телемеханика ЛАЙТ редакция \"Базовая\", до 500 каналов ввода\\вывода SCADA-BASE-500",69000,82800,"11",0,8523499900,0]
["2023-06-07T16:16:40.813",21607,"BDH-10044.ZD3",null,"Промышленное твердотельное реле BDH-10044.ZD3",3105,3726,"1",12,8536500600,12]
["2023-06-07T16:16:40.813",105879,"CAP30-90.20N2.U1.E",null,"Датчик емкостной CAP30-90.20N2.U1.E",5560,6672,"15",0,8536501906,24]
["2023-06-07T16:16:40.813",113028,"CM08-3.F30.L",null,"Коннектор CM08-3.F30.L",952,1143,"91",0,8536900100,0]
["2023-06-07T16:16:40.813",94321,"DRU3-75",null,"Регулятор мощности трехфазный DRU3-75",29165,34998,"2",12,8538909200,12]
["2023-06-07T16:16:40.813",101155,"HT-2544.ZA2","M02","Реле твердотельное 3-ф, тип HT, 25 А HT-2544.ZA2 ",3800,4560,"1",20,8536500600,12]
["2023-06-07T16:16:40.813",84021,"KIPVENT-400-FP-G3",null,"сменный фильтр (комплект 5 штук) KIPVENT-400-FP-G3",420,504,"1",8,8414900000,12]
["2023-06-07T16:16:40.813",76581,"LA08M-45.2P2.U1.K",null,"Датчик индуктивный LA08M-45.2P2.U1.K",2005,2406,"1",3,8536501906,0]
["2023-06-07T16:16:40.813",47404,"LA18M-55.8A1.U7.K",null,"Датчик индуктивный LA18M-55.8A1.U7.K",2990,3588,"1",7,8536501906,0]
["2023-06-07T16:16:40.813",47410,"LA30M-55.15N4.U1.K",null,"Датчик индуктивный LA30M-55.15N4.U1.K",3748,4497.96,"1",2,8536501906,0]
["2023-06-07T16:16:40.813",49289,"LK08M-23.2,5P1.U1.K",null,"Датчик индуктивный LK08M-23.2,5P1.U1.K",2585,3102,"91",1,8536501906,0]
["2023-06-07T16:16:40.813",108275,"PN-10",null,"Монтажный набор PN-10",170,204,"1",12,8536900100,0]
["2023-06-07T16:16:40.813",43372,"MTB2-BE11",null,"Блок-контакт, 1NO, унив. MTB2-BE11",100,120,"1",2883,8536508008,0]
["2023-06-07T16:16:40.813",90841,"MT22-S36",null,"Сигнальная LED лампа, синий, 220V AC/DC IP65 MT22-S36",127,152.4,"1",65,8512200009,0]
["2023-06-07T16:16:40.813",107386,"MT22-VDC4",null," Индикатор напряжения, 5-60V DC, красный, MT22-VDC4 ",472,566.4,"1",5,8512200009,0]
["2023-06-07T16:16:40.813",107349,"MT67-R220Y11",null," Кнопка IP67, с подсветкой, желтая, с возвратом, 1NO+1NC, 220В AC, MT67-R220Y11 ",634,760.8,"1",2,8536501109,24]
["2023-06-07T16:16:40.813",43286,"MTB2-BW613",null,"Основание с модулем подсветки, 1NO блок-контакт, зеленый, 24V AC/DC, мет. MTB2-BW613",396,475.2,"1",168,8536508008,0]
["2023-06-07T16:16:40.813",58194,"MTB2-BGZ112",null,"Переключатель с ключом, черный, 2 полож. 1NO, фикс., 1 выемки, мет. MTB2-BGZ112",573,687.6,"1",473,8536508008,0]
["2023-06-07T16:16:40.813",58164,"MTB2-BPZ116",null,"Кнопка в кожухе, синяя,  1NO, мет. MTB2-BPZ116",416,499.2,"1",7,8536508008,0]
["2023-06-07T16:16:40.813",58208,"MTB2-BW3663",null,"Кнопка с LED подсветкой, синяя, 220V AC/DC, 1NO, мет. MTB2-BW3663",634,760.8,"1",20,8536508008,0]
["2023-06-07T16:16:40.813",43237,"MTB2-EL84",null,"Головка двойной кнопки, красный/зеленый, выступающий толкатель, пласт. MTB2-EL84",196,235.2,"1",21,8536508008,0]
["2023-06-07T16:16:40.813",43235,"MTB2-ES64",null,"Головка грибовидная возврат поворотом, красный, O60 мм, пласт. MTB2-ES64",181,217.2,"1",15,8536508008,0]
["2023-06-07T16:16:40.813",53101,"MTB2-PE1",null,"Корпус кнопочного поста, 1 место, серый, IP54  MTB2-PE1",227,272.39999999999998,"1",173,8547200009,0]
["2023-06-07T16:16:40.813",54704,"MTU-J24",null,"Блок перемычек на 2-конт., 4 мм2 (уп. 10 шт.) MTU-J24",471,565.20000000000005,"28",32,8547200009,0]
["2023-06-07T16:16:40.813",60884,"MTK-EH60",null,"Нагреватели щитовые конвекционные MTK-EH60",2811,3373.2,"1",41,8516295000,0]
["2023-06-07T16:16:40.813",88316,"MTS-2.5M3140",null,"Маркировка пружинных клемм 2.5 мм2, 31-40 (упак. 100 шт.) MTS-2.5M3140",358,429.6,"1",24,8547200009,0]
["2023-06-07T16:16:40.813",54760,"MTU-10M4150",null,"Маркировка клеммного ряда 41-50, ширина 10 мм (уп. 100 шт.) MTU-10M4150",363,435.6,"1",1,8547200009,0]
["2023-06-07T16:16:40.813",59302,"MTU-4M101200",null,"Маркировка клеммного ряда 101-200, ширина 6 мм (уп. 100 шт.) MTU-4M101200",396,475.2,"1",1,8547200009,0]
["2023-06-07T16:16:40.813",54745,"MTU-4ML",null,"Маркировка клеммного ряда, ширина 6 мм (символы L1, L2, L3, N, PE) (уп. 100 шт.) MTU-4ML",373,447.6,"1",6,8547200009,0]
["2023-06-07T16:16:40.813",83981,"OFM4-TR0015.2M",null,"Оптоволоконный кабель OFM4-TR0015.2M",2843,3412,"1",2,8544700000,12]
["2023-06-07T16:16:40.813",84008,"OK50-RI1000R4.U6.K",null,"датчик оптический, 50х50 мм, AC/DC, SPDT, R4 OK50-RI1000R4.U6.K",5635,6762,"1",8,8536500600,12]
["2023-06-07T16:16:40.813",103902,"PS1-30M85-20N11-B",null,"Датчик емкостной PS1-30M85-20N11-B",1740,2088,"20",0,8536501906,0]
["2023-06-07T16:16:40.813",109088,"PS2-08M40-3B21-C3",null,"Датчик индуктивный PS2-08M40-3B21-C3",2013,2415.6,"По запросу",0,8536501906,24]
["2023-06-07T16:16:40.813",109071,"PS2-08M45-2B41-C4",null,"Датчик индуктивный PS2-08M45-2B41-C4",1530,1836,"По запросу",0,8536501906,24]
["2023-06-07T16:16:40.813",58900,"PS2-08M50-3B11-K",null,"Датчик индуктивный PS2-08M50-3B11-К",1620,1944,"26",0,8536501906,0]
["2023-06-07T16:16:40.813",109109,"PS2-08M60-3N31-C3",null,"Датчик индуктивный PS2-08M60-3N31-C3",1530,1836,"По запросу",0,8536501906,24]
["2023-06-07T16:16:40.813",129285,"PS2-12M33-4N11-K-5M",null,"Датчик индуктивный PS2-12M33-4N11-K c длиной кабеля 5 м",1648,1977.6,"26",0,8536501906,24]
["2023-06-07T16:16:40.813",109151,"PS2-12M50-4N21-Z",null,"Датчик индуктивный PS2-12M50-4N21-Z",1433,1719.6,"26",0,8536501906,24]
["2023-06-07T16:16:40.813",109126,"PS2-12M55-4B41-K",null,"Датчик индуктивный PS2-12M55-4B41-K",1430,1716,"26",0,8536501906,24]
["2023-06-07T16:16:40.813",109044,"PS2-12M68-4N21-C4",null,"Датчик индуктивный PS2-12M68-4N21-C4",1080,1296,"26",0,8536501906,24]
["2023-06-07T16:16:40.813",109133,"PS2-12M73-4B31-Z",null,"Датчик индуктивный PS2-12M73-4B31-Z",1430,1716,"По запросу",0,8536501906,24]
["2023-06-07T16:16:40.813",92998,"PS2-12M80-8N11-B",null,"Датчик индуктивный PS2-12M80-8N11-B",1500,1800,"26",0,8536501906,0]
["2023-06-07T16:16:40.813",109220,"PS2-18M45-8B31-Z",null,"Датчик индуктивный PS2-18M45-8B31-Z",1405,1686,"26",0,8536501906,24]
["2023-06-07T16:16:40.813",109247,"PS2-18M53-5B51-K",null,"Датчик индуктивный PS2-18M53-5B51-K",1130,1356,"По запросу",0,8536501906,24]
["2023-06-07T16:16:40.813",109200,"PS2-18M53-8N31-K",null,"Датчик индуктивный PS2-18M53-8N31-K",1498,1797.6,"По запросу",0,8536501906,24]
["2023-06-07T16:16:40.813",109205,"PS2-18M68-5B41-Z",null,"Датчик индуктивный PS2-18M68-5B41-Z",1498,1797.6,"По запросу",0,8536501906,24]
["2023-06-07T16:16:40.813",132093,"PS2A-30M53-10B11-Z",null,"Датчик индуктивный PS2A-30M53-10B11-Z",1458,1750,"1",6,8536501906,24]
["2023-06-07T16:16:40.813",104153,"PYF-011BE/3.240AC.60DC",null,"Колодка для реле 1-конт, тип PYF PYF-011BE/3.240AC.60DC",360,432,"1",338,8536900100,12]
["2023-06-07T16:16:40.813",98313,"REP-403.DL",null,"Реле промежуточное REP-403.DL",640,768,"28",55,8536490000,12]
["2023-06-07T16:16:40.813",835,"ВБ2.12М.55.4.2.1.К",null,"Датчик индуктивный ВБ2.12М.55.4.2.1.К",900,1080,"1",29,8536501906,0]
["2023-06-07T16:16:40.813",100263,"ВБ2.12М.80.4.8.4.С27",null," Датчик индуктивный ВБ2.12М.80.4.8.4.С27",1734,1716,"20",0,8536501906,24]
["2023-06-07T16:16:40.813",15715,"ВБ2.18М.53.5.1.1.С4",null,"Датчик индуктивный ВБ2.18М.53.5.1.1.С4",1577,1892.4,"26",0,8536501906,0]
["2023-06-07T16:16:40.813",873,"ВБ2.18М.75.5.7.2.К",null,"Датчик индуктивный ВБ2.18М.75.5.7.2.К",1341,1609.2,"26",0,8536501906,0]
["2023-06-07T16:16:40.813",13780,"ВБ2.18М.90.5.8.4.Z",null,"Датчик индуктивный ВБ2.18М.90.5.8.4.Z",1642,1970.4,"26",0,8536501906,0]
["2023-06-07T16:16:40.813",100086,"ВБ2.30М.115.10.5.1.Т",null," Датчик индуктивный ВБ2.30М.115.10.5.1.Т",2221,2665.2,"20",0,8536501906,24]
["2023-06-07T16:16:40.813",19407,"ВБ2.30М.33.10.4.1.К",null,"Датчик индуктивный ВБ2.30М.33.10.4.1.К",1377,1652.4,"26",0,8536501906,0]
["2023-06-07T16:16:40.813",14163,"ВБ2.30М.68.15.2.1.Z",null,"Датчик индуктивный ВБ2.30М.68.15.2.1.Z",1400,1680,"26",0,8536501906,0]
["2023-06-07T16:16:40.813",37546,"ВБ2.30М.70.15.7.4.К",null,"Датчик индуктивный ВБ2.30М.70.15.7.4.К",1800,2160,"26",0,8536501906,0]
["2023-06-07T16:16:40.813",14724,"ВБ2.30М.80.15.1.1.Z",null,"Датчик индуктивный ВБ2.30М.80.15.1.1.Z",1167,1400.4,"26",0,8536501906,0]
["2023-06-07T16:16:40.813",17875,"ВБ2.30М.90.15.8.2.В",null,"Датчик индуктивный ВБ2.30М.90.15.8.2.В",1870,2244,"26",0,8536501906,0]
["2023-06-07T16:16:40.813",100183,"ВБ2.33.хх.30.5.1.В",null," Датчик индуктивный ВБ2.33.хх.30.5.1.В",1915,2298,"20",0,8536501906,24]
["2023-06-07T16:16:40.813",100204,"ВБ2.34.ХХ.45.2.1.С4",null," Датчик индуктивный ВБ2.34.хх.45.2.1.С4",1996,2395.1999999999998,"26",0,8536501906,24]
["2023-06-07T16:16:40.813",108876,"ВБ2.36М.85.12.4.1.С4",null,"Датчик индуктивный ВБ2.36М.85.12.4.1.С4",1719,2062.8000000000002,"По запросу",0,8536501906,24]
["2023-06-07T16:16:40.813",87247,"ВБ2.39.ХХ.15.1.1.С4",null,"Датчик индуктивный ВБ2.39.ХХ.15.1.1.С4",2174,2608.8000000000002,"26",0,8536501906,0]
["2023-06-07T16:16:40.813",100141,"ВБ2.55.73.20.5.1.С4",null," Датчик индуктивный ВБ2.55.73.20.5.1.С4",1594,1912.8,"20",0,8536501906,24]
["2023-06-07T16:16:40.813",81865,"ВБ2А.18М.80.5.2.1.Z",null,"Датчик индуктивный ВБ2А.18М.80.5.2.1.Z",1255,1506,"26",0,8536501906,0]
["2023-06-07T16:16:40.813",108909,"ВБ2ЧТ.18М.90.5.5.1.Z",null,"Датчик индуктивный ВБ2ЧТ.18М.90.5.5.1.Z",2300,2760,"По запросу",0,8536501906,24]
["2023-06-07T16:16:40.813",61346,"ВБ2ЧТ.18М.90.8.5.1.Z",null,"Датчик индуктивный ВБ2ЧТ.18М.90.8.5.1.Z",2250,2700,"20",0,8536501906,0]
["2023-06-07T16:16:40.813",109002,"ВБ2ЧТ.30М.80.15.7.4.К",null,"Датчик индуктивный ВБ2ЧТ.30М.80.15.7.4.К",2818,3381.6,"По запросу",0,8536501906,24]
["2023-06-07T16:16:40.813",108984,"ВБ2ЧТ.30М.95.15.8.2.С27",null,"Датчик индуктивный ВБ2ЧТ.30М.95.15.8.2.С27",2979,3574.8,"По запросу",0,8536501906,24]
["2023-06-07T16:16:40.813",101426,"ВБ3.12М.70.Т4000.х.1.С4",null,"Датчик оптический ВБ3.12М.70.T4000.х.1.С4",1715,2058,"51",0,8536501906,24]
["2023-06-07T16:16:40.813",17387,"ВБ3.18М.65.R16000.1П.1.К",null,"Датчик оптический ВБ3.18М.65.R16000.1П.1.К",3240,3888,"51",0,8536501906,0]
["2023-06-07T16:16:40.813",101485,"ВБ3.18М.80.R4000.1П.1.С4",null,"Датчик оптический ВБ3.18М.80.R4000.1П.1.С4",3010,3612,"1",5,8536501906,24]
["2023-06-07T16:16:40.813",91036,"ВБ3.65-500-100-05.T/R6000.1.1.С4",null,"Датчик оптический ВБ3.65-500-100-05.T/R6000.1.1.С4",35798,42957.599999999999,"51",0,8536501906,0]
["2023-06-07T16:16:40.813",88768,"ВБ3С.18М.65.TR100.6.1.KL-5М",null,"Датчик оптический ВБ3С.18М.65.TR100.6.1.КL-5М",4280,5136,"51",0,8536501906,0]
["2023-06-07T16:16:40.813",101536,"ВБ3С.18М.65.TR1000.5.1.К",null,"Датчик оптический ВБ3С.18М.65.TR1000.5.1.К",4468,5361.6,"51",0,8536501906,24]
["2023-06-07T16:16:40.813",32278,"ВБ3С.18М.65.TR400.1П.1.К",null,"Датчик оптический ВБ3С.18М.65.TR400.1П.1.К",3035,3642,"51",0,8536501906,0]
["2023-06-07T16:16:40.813",101828,"ВБ3С.18М.65.TR600.56П.1.К",null,"Датчик оптический ВБ3С.18М.65.TR600.56П.1.К",4214,5056.8,"27",0,8536501906,24]
["2023-06-07T16:16:40.813",101835,"ВБ3С.18М.65.TRL100.5.1.К",null,"Датчик оптический ВБ3С.18М.65.TRL100.5.1.К",5414,6496.8,"27",0,8536501906,24]
["2023-06-07T16:16:40.813",101980,"ВБ3С.18М.65.TRL2500.5.1.К.41",null,"Датчик оптический ВБ3С.18М.65.TRL2500.5.1.К.41",6608,7929.6,"27",0,8536501906,24]
["2023-06-07T16:16:40.813",101673,"ВБ3С.18М.80.TR200.56П.1.Z",null,"Датчик оптический ВБ3С.18М.80.TR200.56П.1.Z",4256,5107.2,"26",0,8536501906,24]
["2023-06-07T16:16:40.813",19437,"ВБ3С.18М.80.TR400.1П.1.Z",null,"Датчик оптический ВБ3С.18М.80.TR400.1П.1.Z",3472,4166.3999999999996,"51",0,8536501906,0]
["2023-06-07T16:16:40.813",101868,"ВБ3С.18М.80.TRL100.6.1.Z.41",null,"Датчик оптический ВБ3С.18М.80.TRL100.6.1.Z.41",5520,6624,"27",0,8536501906,24]
["2023-06-07T16:16:40.813",61856,"ВБ3С.18М.90.TR100.2П.1.В",null,"Датчик оптический ВБ3С.18М.90.TR100.2П.1.В",4056,4867.2,"51",0,8536501906,0]
["2023-06-07T16:16:40.813",101567,"ВБ3С.18М.90.TR2000.6.1.В",null,"Датчик оптический ВБ3С.18М.90.TR2000.6.1.В",4718,5661.6,"27",0,8536501906,24]
["2023-06-07T16:16:40.813",101969,"ВБ3С.18М.90.TRL2500.6.1.В",null,"Датчик оптический ВБ3С.18М.90.TRL2500.6.1.В",6720,8064,"27",0,8536501906,24]
["2023-06-07T16:16:40.813",19160,"ВБ3С.18М.90.TRL5000.6.1.В",null,"Датчик оптический ВБ3С.18М.90.TRL5000.6.1.В",6552,7862.4,"51",0,8536501906,0]
["2023-06-07T16:16:40.813",42361,"ВБ3С.48.ХХ.TR400.2П.1.К",null,"Датчик оптический ВБ3С.48.ХХ.TR400.2П.1.К",4515,5418,"27",0,8536501906,0]
["2023-06-07T16:16:40.813",102256,"ВБ3С.48.ХХ.TRL100.1П.1.С4",null,"Датчик оптический ВБ3С.48.ХХ.TRL100.1П.1.С4",5911,7093.2,"27",0,8536501906,24]
["2023-06-07T16:16:40.813",102202,"ВБ3СТ.48.ХХ.TR100.2П.1.К",null,"Датчик оптический ВБ3СТ.48.ХХ.TR100.2П.1.К",4320,5184,"27",0,8536501906,24]
["2023-06-07T16:16:40.813",102313,"ВБ3СТ.48.ХХ.TRL100.56П.1.К",null,"Датчик оптический ВБ3СТ.48.ХХ.TRL100.56П.1.К",6555,7866,"27",0,8536501906,24]
["2023-06-07T16:16:40.813",102327,"ВБ3СТ0.48.ХХ.TRL5000.2П.1.К",null,"Датчик оптический ВБ3СТ0.48.ХХ.TRL5000.2П.1.К",6200,7440,"27",0,8536501906,24]
["2023-06-07T16:16:40.813",102195,"ВБ3ФС.48.ХХ.TR1000.2.1.С4",null,"Датчик оптический ВБ3ФС.48.ХХ.TR1000.2.1.С4",4709,5650.8,"27",0,8536501906,24]
["2023-06-07T16:16:40.813",62958,"VENT-12025.220VAC.5MSHB",null,"Вентилятор для охлаждения радиатора ТТР VENT-12025.220VAC.5MSHB",1802,2163,"1",15,8414598000,24]
["2023-06-07T16:16:40.813",88664,"ПЛАКАТ С ПРИБОРАМИ ОВЕН В ЛАЙТБОКС",null,"Плакат с приборами ОВЕН в лайтбокс ",1250,1500,"10",1,4911109000,0]
["2023-06-07T16:16:40.813",10009,"АС3-М-220",null,"Преобразователь интерфейса АС3-М-220",5250,6300,"4",81,8517620009,24]
["2023-06-07T16:16:40.813",82863,"Б.П.1.16Х1,5.50.2",null,"Бобышка прямая Б.П.1.16Х1,5.50.2",1270,1524,"3",100,7318190008,12]
["2023-06-07T16:16:40.813",57439,"Б.П.1.27Х1,5.40.2",null,"Бобышка прямая Б.П.1.27Х1,5.40.2",1065,1278,"3",1,7318190008,12]
["2023-06-07T16:16:40.813",88369,"Б.П.1.27Х2.55.2",null,"Бобышка прямая Б.П.1.27Х2.55.2",1270,1524,"3",1,7318190008,12]
["2023-06-07T16:16:40.813",54377,"Б.П.1.G1/2.30.2",null,"Бобышка прямая Б.П.1.G1/2.30.2",880,1056,"3",803,7318190008,12]
["2023-06-07T16:16:40.813",60818,"Б.П.1.G1/4.40.2",null,"Бобышка прямая Б.П.1.G1/4.40.2",1170,1404,"3",76,7318190008,12]
["2023-06-07T16:16:40.813",39346,"Б.П.2.20Х1,5.40.2",null,"Бобышка прямая Б.П.2.20Х1,5.40.2",745,894,"3",44,7318190008,12]
["2023-06-07T16:16:40.813",74086,"Б.П.2.20Х1,5.80.2",null,"Бобышка прямая Б.П.2.20Х1,5.80.2",1270,1524,"3",320,7318190008,12]
["2023-06-07T16:16:40.813",50627,"Б.П.2.G1/2.60.1",null,"Бобышка прямая Б.П.2.G1/2.60.1",880,1056,"3",327,7318190008,12]
["2023-06-07T16:16:40.813",89919,"Б.П.4.G1/2.100.1",null,"Бобышка прямая Б.П.4.G1/2.100.1",1520,1824,"3",67,7318190008,12]
["2023-06-07T16:16:40.813",39408,"Б.У.1.20Х1,5.40.1",null,"Бобышка угловая Б.У.1.20Х1,5.40.1",510,612,"3",59,7318190008,12]
["2023-06-07T16:16:40.813",60274,"Б.У.1.G1/2.100.1",null,"Бобышка угловая Б.У.1.G1/2.100.1",1350,1620,"3",200,7318190008,12]
["2023-06-07T16:16:40.813",95045,"БП120К-24",null,"Блок питания БП120К-24",10450,12540,"10",96,8504408300,24]
["2023-06-07T16:16:40.813",8993,"БП30Б-Д3-60",null,"Блок питания БП30Б-Д3-60",4150,4980,"3",1,8504408300,24]
["2023-06-07T16:16:40.813",70433,"БП60Б-Д4-36","М04","Блок питания БП60Б-Д4-36",5400,6480,"3",9,8504408300,24]
["2023-06-07T16:16:40.813",67107,"ВБ1.18М.90.5.1.1.В",null,"Датчик емкостной ВБ1.18М.90.5.1.1.В",2390,2868,"26",0,8536501906,0]
["2023-06-07T16:16:40.813",99879,"ВБ1.30М.80.10.4.1.Z",null," Датчик емкостной ВБ1.30М.80.10.4.1.Z",1970,2364,"20",0,8536501906,24]
["2023-06-07T16:16:40.813",65914,"ВИЛКА СТАНДАРТ, ТИП К",null,"Вилка стандарт, тип К ",1520,1824,"2",52,8536900100,0]
["2023-06-07T16:16:40.813",126861,"ГЗ.16.0.1.90",null,"Гильза защитная ГЗ.16.0.1.90",1400,1680,"3",550,7326909807,12]
["2023-06-07T16:16:40.813",35225,"ГЗ.16.1.1.180",null,"Гильза защитная ГЗ.16.1.1.180",1400,1680,"3",962,7326909807,12]
["2023-06-07T16:16:40.813",131731,"ГЗ.16.1.1.470",null,"Гильза защитная ГЗ.16.1.1.470",1550,1860,"3",1,7326909807,12]
["2023-06-07T16:16:40.813",21516,"ГЗ.16.1.3.250",null,"Гильза защитная ГЗ.16.1.3.250",1400,1680,"3",678,7326909807,12]
["2023-06-07T16:16:40.813",87000,"ГЗ.16.1.7.180",null,"Гильза защитная ГЗ.16.1.7.180",2100,2520,"3",876,7326909807,12]
["2023-06-07T16:16:40.813",45341,"ГЗ.16.2.1.500",null,"Гильза защитная ГЗ.16.2.1.500",2400,2880,"3",131,7326909807,12]
["2023-06-07T16:16:40.813",48953,"ГЗ.16.3.1.2000",null,"Гильза защитная ГЗ.16.3.1.2000",2600,3120,"3",79,7326909807,12]
["2023-06-07T16:16:40.813",55245,"ГЗ.16.3.1.700",null,"Гильза защитная ГЗ.16.3.1.700",1800,2160,"3",230,7326909807,12]
["2023-06-07T16:16:40.813",105498,"ГЗ.16.3.3.45",null,"Гильза защитная ГЗ.16.3.3.45",1300,1560,"3",876,7326909807,12]
["2023-06-07T16:16:40.813",87064,"ГЗ.16.3.7.400",null,"Гильза защитная ГЗ.16.3.7.400",1500,1800,"3",411,7326909807,12]
["2023-06-07T16:16:40.813",32104,"ГЗ.16.4.1.80",null,"Гильза защитная ГЗ.16.4.1.80",1300,1560,"3",876,7326909807,12]
["2023-06-07T16:16:40.813",45226,"ГЗ.16.5.1.400",null,"Гильза защитная ГЗ.16.5.1.400",2150,2580,"3",49,7326909807,12]
["2023-06-07T16:16:40.813",136093,"ГЗ.25.0.1.800",null,"Гильза защитная ГЗ.25.0.1.800",3200,3840,"3",1,7326909807,12]
["2023-06-07T16:16:40.813",126392,"ГЗ.25.1.1.1800",null,"Гильза защитная ГЗ.25.1.1.1800",3600,4320,"3",31,7326909807,12]
["2023-06-07T16:16:40.813",131746,"ГЗ.25.1.1.380",null,"Гильза защитная ГЗ.25.1.1.380",1700,2040,"3",1,7326909807,12]
["2023-06-07T16:16:40.813",9799,"ГЗ.25.2.1.120",null,"Гильза защитная ГЗ.25.2.1.120",2100,2520,"3",131,7326909807,12]
["2023-06-07T16:16:40.813",19729,"ГЗ.25.2.2.100",null,"Гильза защитная ГЗ.25.2.2.100",2100,2520,"3",116,7326909807,12]
["2023-06-07T16:16:40.813",71871,"ГЗ.25.3.1.800",null,"Гильза защитная ГЗ.25.3.1.800",2000,2400,"3",71,7326909807,12]
["2023-06-07T16:16:40.813",36756,"ГЗ.25.5.1.200",null,"Гильза защитная ГЗ.25.5.1.200",2200,2640,"3",41,7326909807,12]
["2023-06-07T16:16:40.813",77748,"ГЗ.25.6.1.90",null,"Гильза защитная ГЗ.25.6.1.90",2100,2520,"3",131,7326909807,12]
["2023-06-07T16:16:40.813",134831,"ГЗ.6,3.С.5.Б.1.10.250",null,"Гильза защитная ГЗ.6,3.С.5.Б.1.10.250",1100,1320,"По запросу",1,7326909807,12]
["2023-06-07T16:16:40.813",135345,"ГЗ.6,3.С.5.Н.1.4.180",null,"Гильза защитная ГЗ.6,3.С.5.Н.1.4.180",1250,1500,"По запросу",1,7326909807,12]
["2023-06-07T16:16:40.813",129363,"ГЗ.6,3.С.5.Н.4.4.250",null,"Гильза защитная ГЗ.6,3.С.5.Н.4.4.250",1250,1500,"По запросу",251,7326909807,12]
["2023-06-07T16:16:40.813",134919,"ГЗ.6,3.С.6.Н.1.1.60",null,"Гильза защитная ГЗ.6,3.С.6.Н.1.1.60",1150,1380,"По запросу",1,7326909807,12]
["2023-06-07T16:16:40.813",134943,"ГЗ.6,3.С.6.Н.3.1.80",null,"Гильза защитная ГЗ.6,3.С.6.Н.3.1.80",1150,1380,"По запросу",1,7326909807,12]
["2023-06-07T16:16:40.813",136325,"ГЗ.6,3.С.6.П.1.3.120",null,"ГЗ.6,3.С.6.П.1.3.120",1150,1380,"По запросу",1,7326909807,12]
["2023-06-07T16:16:40.813",134888,"ГЗ.6,3.С.6.П.3.1.80",null,"Гильза защитная ГЗ.6,3.С.6.П.3.1.80",1150,1380,"По запросу",1,7326909807,12]
["2023-06-07T16:16:40.813",14357,"ДКТL011-0,7",null,"Кабель термопарный ДКТL011-0,7",350,420,"3",563,8544499101,12]
["2023-06-07T16:16:40.813",128237,"ДТПJ234-09.110/3,0К.1",null,"Преобразователь термоэлектрический ДТПJ234-09.110/3,0К.1",3595,4314,"6",1,9025900008,24]
["2023-06-07T16:16:40.813",116307,"ДТПJ234-09.50/10,0К.1",null,"Преобразователь термоэлектрический ДТПJ234-09.50/10,0К.1",6570,7884,"6",7,9025900008,24]
["2023-06-07T16:16:40.813",134272,"ДТПJ275-0716.100.1",null,"Преобразователь термоэлектрический ДТПJ275-0716.100.1",2960,3552,"6",59,9025900008,24]
["2023-06-07T16:16:40.813",97308,"ДТПJ285-0706.500.1",null,"Преобразователь термоэлектрический ДТПJ285-0706.500.1",2870,3444,"6",20,9025900008,24]
["2023-06-07T16:16:40.813",95928,"ДТПJ344-07.120/2,0С.1",null,"Преобразователь термоэлектрический  ДТПJ344-07.120/2,0С.1",2620,3144,"6",1,9025900008,24]
["2023-06-07T16:16:40.813",111823,"ДТПJ344-07.150/8,0К.1",null,"Преобразователь термоэлектрический ДТПJ344-07.150/8,0К.1",5170,6204,"6",9,9025900008,24]
["2023-06-07T16:16:40.813",126538,"ДТПJ344-07.260/2,0С.1",null,"Преобразователь термоэлектрический ДТПJ344-07.260/2,0С.1",3370,4044,"45",35,9025900008,24]
["2023-06-07T16:16:40.813",97852,"ДТПJ344-07.80/1,5С.1",null,"Преобразователь термоэлектрический  ДТПJ344-07.80/1,5С.1",2408,2889.6,"45",46,9025900008,24]
["2023-06-07T16:16:40.813",133481,"ДТПJ365-0916.90.G1/2.1",null,"Преобразователь термоэлектрический ДТПJ365-0916.90.G1/2.1",4807,5768.4,"6",29,9025900008,24]
["2023-06-07T16:16:40.813",95866,"ДТПJ444-09.100/3,0С.1",null,"Преобразователь термоэлектрический  ДТПJ444-09.100/3,0С.1",3045,3654,"45",1,9025900008,24]
["2023-06-07T16:16:40.813",70105,"ДТПJ444-09.300/6,0К.1",null,"Преобразователь термоэлектрический ДТПJ444-09.300/6,0К.1",5070,6084,"6",12,9025900008,24]
["2023-06-07T16:16:40.813",96393,"ДТПJ444-09.60/2,0К.1",null,"Преобразователь термоэлектрический  ДТПJ444-09.60/2,0К.1",2620,3144,"6",35,9025900008,24]
["2023-06-07T16:16:40.813",95908,"ДТПJ444-09.90/2,0С.1",null,"Преобразователь термоэлектрический  ДТПJ444-09.90/2,0С.1",2620,3144,"По запросу",1,9025900008,24]
["2023-06-07T16:16:40.813",96502,"ДТПJ464-07.90/1,0С.1",null,"Преобразователь термоэлектрический ДТПJ464-07.90/1,0С.1",2745,3294,"По запросу",4,9025900008,24]
["2023-06-07T16:16:40.813",96372,"ДТПК025Д-0111.180.1,0.И.ЕХD-Т6","10","Преобразователь термоэлектрический (-40...+800 С) ДТПК025Д-0111.180.1,0.И.ЕХD-Т6",18105,21726,"По запросу",1,9025900008,24]
["2023-06-07T16:16:40.813",105349,"ДТПК035Д-0110.100.1,0.И.ЕХD-Т6","9","Преобразователь термоэлектрический (0...+600 С) ДТПК035Д-0110.100.1,0.И.ЕХD-Т6",16080,19296,"По запросу",1,9025900008,24]
["2023-06-07T16:16:40.813",110899,"ДТПК045Д-0110.120.1,0.И.ЕХD-Т6","11","Преобразователь термоэлектрический (0...+800 С) ДТПК045Д-0110.120.1,0.И.ЕХD-Т6",16080,19296,"По запросу",1,9025900008,24]
["2023-06-07T16:16:40.813",78349,"ДТПК045Д-0111.500.1,0.И.ЕХD-Т6","10","Преобразователь термоэлектрический (-40...+800 С) ДТПК045Д-0111.500.1,0.И.ЕХD-Т6",18440,22128,"4",101,9025900008,24]
["2023-06-07T16:16:40.813",126760,"ДТПК095Д-0110.120.1,0.И.ЕХD-Т6","10","Преобразователь термоэлектрический (-40...+800 С) ДТПК095Д-0110.120.1,0.И.ЕХD-Т6",16080,19296,"4",294,9025900008,24]
["2023-06-07T16:16:40.813",128245,"ДТПК285Д-0717.5300.1,0.И.ЕХD-Т6","7","Преобразователь термоэлектрический (-40...+600 С) ДТПК285Д-0717.5300.1,0.И.ЕХD-Т6",22614,27136.2,"6",1,9025900008,24]
["2023-06-07T16:16:40.813",93089,"ДТПК015Д-0110.200.1,0.И.ЕХD-Т6","11Н","Преобразователь термоэлектрический (0…+800 С, НАRT) ДТПК015Д-0110.200.1,0.И.ЕХD-Т6",33750,40500,"999",1,9025900008,24]
["2023-06-07T16:16:40.813",83859,"ДТПК045Д-0111.200.1,0.И.ЕХD-Т6","10Н","Преобразователь термоэлектрический (-40...+800 С, НАRT) ДТПК045Д-0111.200.1,0.И.ЕХD-Т6",36280,43536,"999",1,9025900008,24]
["2023-06-07T16:16:40.813",111917,"ДТПN285Е-0918.60.1,0.И.ЕХI-Т6","18Н","Преобразователь термоэлектрический (-40...+1250 С,НАRT) ДТПN285Е-0918.60.1,0.И.ЕХI-Т6",37380,44856,"999",1,9025900008,24]
["2023-06-07T16:16:40.813",78139,"ДТПК015Е-0110.200.1,0.И.ЕХI-Т6","9Н","Преобразователь термоэлектрический (0...+600 С, НАRT) ДТПК015Е-0110.200.1,0.И.ЕХI-Т6",33750,40500,"По запросу",1,9025900008,24]
["2023-06-07T16:16:40.813",78241,"ДТПК035Е-0110.250.1,0.И.ЕХI-Т6","9Н","Преобразователь термоэлектрический (0...+600 С, НАRT) ДТПК035Е-0110.250.1,0.И.ЕХI-Т6",34345,41214,"999",1,9025900008,24]
["2023-06-07T16:16:40.813",78495,"ДТПК065Е-0110.120.1,0.И.ЕХI-Т6","11Н","Преобразователь термоэлектрический (0...+800 С, НАRT) ДТПК065Е-0110.120.1,0.И.ЕХI-Т6",33965,40758,"999",1,9025900008,24]
["2023-06-07T16:16:40.813",130676,"ДТПК075Е-0110.160.1,0.И.ЕХI-Т6","7Н","Преобразователь термоэлектрический (-40...+600 С, НАRT) ДТПК075Е-0110.160.1,0.И.ЕХI-Т6",33965,40758,"999",1,9025900008,24]
["2023-06-07T16:16:40.813",105378,"ДТПК285Е-0716.800.1,0.И.ЕХI-Т6","10Н","Преобразователь термоэлектрический (-40...+800 С, НАRT) ДТПК285Е-0716.800.1,0.И.ЕХI-Т6",34255,41106,"999",1,9025900008,24]
["2023-06-07T16:16:40.813",126999,"ДТПL015М-0100.250.1,0.И","8","Преобразователь термоэлектрический (0...+400 С) ДТПL015М-0100.250.1,0.И",6275,7530,"4",588,9025900008,24]
["2023-06-07T16:16:40.813",110205,"ДТПL015М-0110.700.1,0.И","7","Преобразователь термоэлектрический (-40...+600 С) ДТПL015М-0110.700.1,0.И",7765,9318,"4",280,9025900008,24]
["2023-06-07T16:16:40.813",129695,"ДТПL025М-0110.800.1,0.И","7","Преобразователь термоэлектрический (-40...+600 С) ДТПL025М-0110.800.1,0.И",7765,9318,"4",246,9025900008,24]
["2023-06-07T16:16:40.813",92097,"ДТПL035М-0110.120.1,0.И","8","Преобразователь термоэлектрический (0...+400 С) ДТПL035М-0110.120.1,0.И",7530,9036,"4",587,9025900008,24]
["2023-06-07T16:16:40.813",103701,"ДТПL035МЭ-0110.60.1,0.И","9","Преобразователь термоэлектрический (0...+600 С) ДТПL035МЭ-0110.60.1,0.И",7530,9036,"4",802,9025900008,24]
["2023-06-07T16:16:40.813",107866,"ДТПL045М-0100.400.1,0.И","8","Преобразователь термоэлектрический (0...+400) ДТПL045М-0100.400.1,0.И",6555,7866,"4",869,9025900008,24]
["2023-06-07T16:16:40.813",78018,"ДТПL065М-0100.100.1,0.И","8","Преобразователь термоэлектрический (0...+400 С) ДТПL065М-0100.100.1,0.И",6380,7656,"По запросу",1,9025900008,24]
["2023-06-07T16:16:40.813",124829,"ДТПL065М-0110.320.G1/2.1,0.И","9","Преобразователь термоэлектрический (0...+600 С) ДТПL065М-0110.320.G1/2.1,0.И",8268,9921.6,"4",183,9025900008,24]
["2023-06-07T16:16:40.813",124396,"ДТПL075М-0100.60.1,0.И","9","Преобразователь термоэлектрический (0...+600 С) ДТПL075М-0100.60.1,0.И",6380,7656,"4",869,9025900008,24]
["2023-06-07T16:16:40.813",118845,"ДТПL105М-0100.100.1,0.И","9","Преобразователь термоэлектрический (0...+600 С) ДТПL105М-0100.100.1,0.И",6380,7656,"4",869,9025900008,24]
["2023-06-07T16:16:40.813",97821,"ДТПL185М-0100.100.1,0.И","7","Преобразователь термоэлектрический (-40...+600 С) ДТПL185М-0100.100.1,0.И",6380,7656,"4",334,9025900008,24]
["2023-06-07T16:16:40.813",88837,"ДТПL275М-0710.200.1,0.И","7","Преобразователь термоэлектрический (-40...+600 С) ДТПL275М-0710.200.1,0.И ",9025,10830,"6",59,9025900008,60]
["2023-06-07T16:16:40.813",133147,"ДТПL285М-0710.500.1,0.И","7","Преобразователь термоэлектрический (-40...+600 С) ДТПL285М-0710.500.1,0.И",9335,11202,"6",70,9025900008,24]
["2023-06-07T16:16:40.813",134683,"ДТПN135М-0914.400.1,0.И","23","Преобразователь термоэлектрический (0…+1200 С) ДТПN135М-0914.400.1,0.И",20425,24510,"6",1,9025192000,24]
["2023-06-07T16:16:40.813",104371,"ДТПN285М-0908.100.1,0.И","11","Преобразователь термоэлектрический (0...+800 С) ДТПN285М-0908.100.1,0.И",11260,13512,"По запросу",1,9025192000,24]
["2023-06-07T16:16:40.813",111440,"ДТПN285М-0918.250.1,0.И","9","Преобразователь термоэлектрический (0...+600 С) ДТПN285М-0918.250.1,0.И",16195,19434,"По запросу",1,9025192000,24]
["2023-06-07T16:16:40.813",111438,"ДТПN285М-0918.500.1,0.И","23","Преобразователь термоэлектрический (0...+1200 С) ДТПN285М-0918.500.1,0.И",16195,19434,"По запросу",1,9025192000,24]
["2023-06-07T16:16:40.813",130640,"ДТПN365М-0918.400.1,0.И","21","Преобразователь термоэлектрический (0...+1000 С) ДТПN365М-0918.400.1,0.И",16205,19446,"6",243,9025192000,24]
["2023-06-07T16:16:40.813",78155,"ДТПК015М-0100.320.1,0.И","9","Преобразователь термоэлектрический (0...+600 С) ДТПК015М-0100.320.1,0.И",6275,7530,"По запросу",1,9025192000,24]
["2023-06-07T16:16:40.813",95418,"ДТПК015М-0110.450.1,0.И","9","Преобразователь термоэлектрический (0...+600C) ДТПК015М-0110.450.1,0.И",7445,8934,"4",175,9025192000,24]
["2023-06-07T16:16:40.813",84057,"ДТПК025М-0100.630.1,0.И","11","Преобразователь термоэлектрический (0...+800 С) ДТПК025М-0100.630.1,0.И",6380,7656,"4",869,9025192000,24]
["2023-06-07T16:16:40.813",91784,"ДТПК025М-0111.630.1,0.И","10","Преобразователь термоэлектрический (-40... +800 С) ДТПК025М-0111.630.1,0.И",9760,11712,"4",100,9025192000,24]
["2023-06-07T16:16:40.813",82853,"ДТПК035М-0100.160.1,0.И","11","Преобразователь термоэлектрический (0...+800 С) ДТПК035М-0100.160.1,0.И",6380,7656,"4",360,9025192000,24]
["2023-06-07T16:16:40.813",78747,"ДТПК035М-0100.630.1,0.И","9","Преобразователь термоэлектрический (0...+600 С) ДТПК035М-0100.630.1,0.И",6880,8256,"4",869,9025192000,24]
["2023-06-07T16:16:40.813",78325,"ДТПК035М-0110.500.1,0.И","9","Преобразователь термоэлектрический (0...+600 С) ДТПК035М-0110.500.1,0.И",7850,9420,"4",315,9025192000,24]
["2023-06-07T16:16:40.813",119064,"ДТПК045М-0100.160.1,0.И","11","Преобразователь термоэлектрический (0...+800 С) ДТПК045М-0100.160.1,0.И",6380,7656,"4",869,9025192000,24]
["2023-06-07T16:16:40.813",108235,"ДТПК045М-0100.800.1,0.И","10","Преобразователь термоэлектрический (-40...+800) ДТПК045М-0100.800.1,0.И",6880,8256,"По запросу",1,9025192000,24]
["2023-06-07T16:16:40.813",89280,"ДТПК045М-0111.1000.1,0.И","10","Преобразователь термоэлектрический (-40...+800 С) ДТПК045М-0111.1000.1,0.И",10315,12378,"4",57,9025192000,24]
["2023-06-07T16:16:40.813",78465,"ДТПК045М-0111.400.1,0.И","10","Преобразователь термоэлектрический (-40...+800 С) ДТПК045М-0111.400.1,0.И",9580,11496,"4",120,9025192000,24]
["2023-06-07T16:16:40.813",78470,"ДТПК045М-0111.630.1,0.И","10","Преобразователь термоэлектрический (-40...+800 С) ДТПК045М-0111.630.1,0.И",9985,11982,"4",84,9025192000,24]
["2023-06-07T16:16:40.813",78522,"ДТПК065М-0110.400.1,0.И","9","Преобразователь термоэлектрический (0...+600 С)  ДТПК065М-0110.400.1,0.И",7850,9420,"По запросу",1,9025192000,24]
["2023-06-07T16:16:40.813",132864,"ДТПК075М-0110.200.1,0.И","7","Преобразователь термоэлектрический (-40…+600 С) ДТПК075М-0110.200.1,0.И",7530,9036,"4",1,9025192000,24]
["2023-06-07T16:16:40.813",78569,"ДТПК075М-0111.200.1,0.И","10","Преобразователь термоэлектрический (-40...+800 С) ДТПК075М-0111.200.1,0.И",9480,11376,"4",215,9025192000,24]
["2023-06-07T16:16:40.813",131783,"ДТПК095М-0100.120.1,0.И","10","Преобразователь термоэлектрический (-40...+800 С) ДТПК095М-0100.120.1,0.И",6380,7656,"4",600,9025192000,24]
["2023-06-07T16:16:40.813",91427,"ДТПК105М-0110.60.1,0.И","10","Преобразователь термоэлектрический (-40...+800 С) ДТПК105М-0110.60.1,0.И",7530,9036,"4",802,9025192000,24]
["2023-06-07T16:16:40.813",109950,"ДТПК265М-0110.250.1,0.И","8","Преобразователь термоэлектрический (0...+400 С) ДТПК265М-0110.250.1,0.И",7850,9420,"4",43,9025192000,24]
["2023-06-07T16:16:40.813",97125,"ДТПК285М-0707.200.1,0.И","6","Преобразователь термоэлектрический (0...+500 С) ДТПК285М-0707.200.1,0.И",7590,9108,"6",134,9025192000,24]
["2023-06-07T16:16:40.813",104918,"ДТПК285М-0907.160.1,0.И","7","Преобразователь термоэлектрический (-40...+600 С) ДТПК285М-0907.160.1,0.И",8520,10224,"6",26,9025192000,24]
["2023-06-07T16:16:40.813",78659,"ДТПК285М-0915.320.1,0.И","9","Преобразователь термоэлектрический (0...+600 С) ДТПК285М-0915.320.1,0.И",9365,11238,"6",134,9025192000,24]
["2023-06-07T16:16:40.813",78664,"ДТПК365М-0707.150.G1/2.1,0.И","10","Преобразователь термоэлектрический (-40...+800 С) ДТПК365М-0707.150.G1/2.1,0.И",12341,14809.2,"По запросу",1,9025192000,24]
["2023-06-07T16:16:40.813",78667,"ДТПК365М-0915.150.1,0.И","9","Преобразователь термоэлектрический (0...+600 С) ДТПК365М-0915.150.1,0.И",9235,11082,"По запросу",1,9025192000,24]
["2023-06-07T16:16:40.813",134672,"ДТПL105М-0100.320.1,0.RS",null,"Датчик температуры с цифровым выходом (-40…+600 С) ДТПL105М-0100.320.1,0.RS",17490,20988,"4",38,9025900008,24]
["2023-06-07T16:16:40.813",98152,"ДТПN365-0918.200.1.ЕХI-Т1",null,"Преобразователь термоэлектрический ДТПN365-0918.200.1.ЕХI-Т1",14272,17126.400000000001,"По запросу",1,9025900008,24]
["2023-06-07T16:16:40.813",99688,"ДТПN444-09.550/1,5К.1.ЕХI-Т1",null,"Преобразователь термоэлектрический ДТПN444-09.550/1,5К.1.ЕХI-Т1",24592,29510.400000000001,"6",63,9025900008,24]
["2023-06-07T16:16:40.813",97888,"ДТПS021.1О-0,5/0,37",null,"Преобразователь термоэлектрический ДТПS021.1О-0,5/0,37",30560,36672,"10",1,9025900008,12]
["2023-06-07T16:16:40.813",65402,"ДТПS021.1О-0,5/1,30",null,"Преобразователь термоэлектрический ДТПS021.1О-0,5/1,30",100920,121104,"10",1,9025900008,12]
["2023-06-07T16:16:40.813",97700,"ДТПS021.1Э-0,5/0,38",null,"Преобразователь термоэлектрический ДТПS021.1Э-0,5/0,38",31295,37554,"10",9,9025900008,12]
["2023-06-07T16:16:40.813",44229,"ДТПS021.1Э-0,5/0,70",null,"Преобразователь термоэлектрический ДТПS021.1Э-0,5/0,70",55150,66180,"10",1,9025900008,12]
["2023-06-07T16:16:40.813",73204,"ДТПS155-0019.250",null,"Преобразователь термоэлектрический ДТПS155-0019.250",33965,40758,"10",1,9025900008,12]
["2023-06-07T16:16:40.813",114737,"ДТС015Д-РТ100.0,25.80.МГ.И.ЕХD-Т6","12","Термопреобразователь сопротивления (-50...+100) ДТС015Д-РТ100.0,25.80.МГ.И.ЕХD-Т6 [12]",13500,16200,"5",1,9025900008,24]
["2023-06-07T16:16:40.813",125085,"ДТС035Д-РТ100.0,25.80.МГ.И.ЕХD-Т6","12Н","Термопреобразователь сопротивления (-50...+100 С, HART) ДТС035Д-РТ100.0,25.80.МГ.И.ЕХD-Т6",38055,45666,"5",1,9025900008,24]
["2023-06-07T16:16:40.813",135707,"ДТС045Д-РТ100.0,25.1000.МГ.И.ЕХD-Т6","73Н","Термопреобразователь сопротивления (0...+200 °С, НART) ДТС045Д-РТ100.0,25.1000.МГ.И.ЕХD-Т6",38305,45966,"5",1,9025900008,24]
["2023-06-07T16:16:40.813",133335,"ДТС045Д-РТ100.0,5.200.МГ.И.ЕХD-Т6","5Н","Преобразователь термоэлектрический (0...+300 С, HART) ДТС045Д-РТ100.0,5.200.МГ.И.ЕХD-Т6",38055,45666,"5",1,9025900008,24]
["2023-06-07T16:16:40.813",132204,"ДТС065Д-РТ100.0,25.200.МГ.G1/2.И.ЕХD-Т6","5Н","Преобразователь термоэлектрический (0...+300 С, HART) ДТС065Д-РТ100.0,25.200.МГ.G1/2.И.ЕХD-Т6",43764,52516.800000000003,"5",1,9025900008,24]
["2023-06-07T16:16:40.813",114560,"ДТС015Д-РТ100.0,5.100.МГ.И.ЕХD-Т6","12","Термопреобразователь сопротивления (-50...+100 С) ДТС015Д-РТ100.0,5.100.МГ.И.ЕХD-Т6 [12]",13500,16200,"5",310,9025900008,24]
["2023-06-07T16:16:40.813",113077,"ДТС015Д-РТ100.0,5.320.МГ.И.ЕХD-Т6","5","Термопреобразователь сопротивления (0...+300) ДТС015Д-РТ100.0,5.320.МГ.И.ЕХD-Т6 [5]",13840,16608,"5",310,9025900008,24]
["2023-06-07T16:16:40.813",129053,"ДТС035Д-РТ100.0,25.160.МГ.И.ЕХD-Т6","4","Преобразователь термоэлектрический (-50...+500 С) ДТС035Д-РТ100.0,25.160.МГ.И.ЕХD-Т6",13500,16200,"5",310,9025900008,24]
["2023-06-07T16:16:40.813",133261,"ДТС035Д-РТ100.0,25.80.МГ.И.ЕХD-Т6","73","Преобразователь термоэлектрический (0...+200 С) ДТС035Д-РТ100.0,25.80.МГ.И.ЕХD-Т6",13500,16200,"5",310,9025900008,24]
["2023-06-07T16:16:40.813",114881,"ДТС035Д-РТ100.0,5.250.МГ.И.ЕХD-Т6","5","Термопреобразователь сопротивления (0...+300) ДТС035Д-РТ100.0,5.250.МГ.И.ЕХD-Т6 [5]",13500,16200,"5",310,9025900008,24]
["2023-06-07T16:16:40.813",124653,"ДТС035Д-РТ100.0,5.80.МГ.И.ЕХD-Т6","73","Термопреобразователь сопротивления (0...+200 С) ДТС035Д-РТ100.0,5.80.МГ.И.ЕХD-Т6",13500,16200,"5",1,9025900008,24]
["2023-06-07T16:16:40.813",129553,"ДТС045Д-РТ100.0,5.1250.МГ.И.ЕХD-Т6","12","Термопреобразователь сопротивления (-50...+100 С) ДТС045Д-РТ100.0,5.1250.МГ.И.ЕХD-Т6",15615,18738,"5",1,9025900008,24]
["2023-06-07T16:16:40.813",117190,"ДТС045Д-РТ100.0,5.500.МГ.И.ЕХD-Т6","12","Термопреобразователь сопротивления (-50...+100 С) ДТС045Д-РТ100.0,5.500.МГ.И.ЕХD-Т6",14345,17214,"5",310,9025900008,24]
["2023-06-07T16:16:40.813",115171,"ДТС055Д-РТ100.0,5.80.МГ.И.ЕХD-Т6","4","Термопреобразователь сопротивления (-50...+500) ДТС055Д-РТ100.0,5.80.МГ.И.ЕХD-Т6",13500,16200,"5",310,9025900008,24]
["2023-06-07T16:16:40.813",131299,"ДТС065Д-РТ100.0,25.180.МГ.И.ЕХD-Т6","12Н","Преобразователь термоэлектрический (-50...+100 С, HART) ДТС065Д-РТ100.0,25.180.МГ.И.ЕХD-Т6",38055,45666,"По запросу",1,9025900008,24]
["2023-06-07T16:16:40.813",116730,"ДТС065Д-РТ100.0,5.120.МГ.И.ЕХD-Т6","4","Термопреобразователь сопротивления (-50...+500) ДТС065Д-РТ100.0,5.120.МГ.И.ЕХD-Т6",13500,16200,"5",1,9025900008,24]
["2023-06-07T16:16:40.813",130928,"ДТС075Д-РТ100.0,25.80.МГ.И.ЕХD-Т6","5","Преобразователь термоэлектрический (0...+300 С) ДТС075Д-РТ100.0,25.80.МГ.И.ЕХD-Т6",13500,16200,"5",310,9025900008,24]
["2023-06-07T16:16:40.813",130669,"ДТС075Д-РТ100.0,5.400.МГ.И.ЕХD-Т6","4","Преобразователь термоэлектрический (-50...+500 С) ДТС075Д-РТ100.0,5.400.МГ.И.ЕХD-Т6",14345,17214,"5",1,9025900008,24]
["2023-06-07T16:16:40.813",120575,"ДТС105Д-РТ100.0,25.110.МГ.G1/4.И.ЕХD-Т6","12","Термопреобразователь сопротивления (-50...+100 С) ДТС105Д-РТ100.0,25.110.МГ.G1/4.И.ЕХD-Т6",15525,18630,"5",1,9025900008,24]
["2023-06-07T16:16:40.813",124728,"ДТС105Д-РТ100.0,5.500.МГ.И.ЕХD-Т6","12","Термопреобразователь сопротивления (-50...+100 C) ДТС105Д-РТ100.0,5.500.МГ.И.ЕХD-Т6 ",14345,17214,"5",310,9025900008,24]
["2023-06-07T16:16:40.813",129290,"ДТС145Д-РТ100.0,25.160.МГ.И.ЕХD-Т6","12","Преобразователь термоэлектрический (-50...+100 С) ДТС145Д-РТ100.0,25.160.МГ.И.ЕХD-Т6",13500,16200,"5",310,9025900008,24]
["2023-06-07T16:16:40.813",115003,"ДТС145Д-РТ100.0,5.320.МГ.И.ЕХD-Т6","4","Термопреобразователь сопротивления (-50..+500 С) ДТС145Д-РТ100.0,5.320.МГ.И.ЕХD-Т6 [4]",14345,17214,"5",1,9025900008,24]
["2023-06-07T16:16:40.813",132193,"ДТС035Е-РТ100.0,25.100.МГ.И.ЕХI-Т6","73Н","Термопреобразователь сопротивления (0...+200, HART) ДТС035Е-РТ100.0,25.100.МГ.И.ЕХI-Т6",36450,43740,"999",1,9025900008,24]
["2023-06-07T16:16:40.813",132412,"ДТС035Е-РТ100.0,25.80.МГ.G1/2.И.ЕХI-Т6","4Н","Термопреобразователь сопротивления (-50...+500, HART) ДТС035Е-РТ100.0,25.80.МГ.G1/2.И.ЕХI-Т6",41918,50301.599999999999,"999",1,9025900008,24]
["2023-06-07T16:16:40.813",118315,"ДТС035Е-РТ100.0,5.160.МГ.И.ЕХI-Т6","4Н","Термопреобразователь сопротивления (-50...+500 С,HART) ДТС035Е-РТ100.0,5.160.МГ.И.ЕХI-Т6",36450,43740,"999",59,9025900008,24]
["2023-06-07T16:16:40.813",113108,"ДТС035Е-РТ100.0,5.320.МГ.И.ЕХI-Т6","6Н","Термопреобразователь сопротивления (0...+500 C,HART) ДТС035Е-РТ100.0,5.320.МГ.И.ЕХI-Т6 [6Н]",36705,44046,"999",1,9025900008,24]
["2023-06-07T16:16:40.813",131717,"ДТС045Е-РТ100.0,5.180.МГ.И.ЕХI-Т6","73Н","Термопреобразователь сопротивления (0...+200, HART) ДТС045Е-РТ100.0,5.180.МГ.И.ЕХI-Т6",36450,43740,"999",59,9025900008,24]
["2023-06-07T16:16:40.813",131715,"ДТС045Е-РТ100.0,5.400.МГ.И.ЕХI-Т6","73Н","Термопреобразователь сопротивления (0...+200, HART) ДТС045Е-РТ100.0,5.400.МГ.И.ЕХI-Т6",36705,44046,"999",59,9025900008,24]
["2023-06-07T16:16:40.813",124556,"ДТС065Е-РТ100.0,25.160.МГ.И.ЕХI-Т6","73Н","Термопреобразователь сопротивления (0...+200, HART) ДТС065Е-РТ100.0,25.160.МГ.И.ЕХI-Т6",36450,43740,"999",59,9025900008,24]
["2023-06-07T16:16:40.813",136428,"ДТС075Е-РТ100.0,5.60.МГ.М27Х2.И.ЕХI-Т6","12Н","Термопреобразователь сопротивления (-50…+100 °С, HART) ДТС075Е-РТ100.0,5.60.МГ.М27Х2.И.ЕХI-Т6",41918,50301.599999999999,"999",1,9025900008,24]
["2023-06-07T16:16:40.813",115436,"ДТС095Е-РТ100.0,25.250.МГ.И.ЕХI-Т6","12Н","Термопреобразователь сопротивления (-50...+100, HART) ДТС095Е-РТ100.0,25.250.МГ.И.ЕХI-Т6",36450,43740,"999",59,9025900008,24]
["2023-06-07T16:16:40.813",131531,"ДТС105Е-РТ100.0,25.80.МГ.И.ЕХI-Т6","4Н","Термопреобразователь сопротивления (-50...+500, HART) ДТС105Е-РТ100.0,25.80.МГ.И.ЕХI-Т6",36450,43740,"999",1,9025900008,24]
["2023-06-07T16:16:40.813",118132,"ДТС145Е-РТ100.0,5.160.МГ.И.ЕХI-Т6","4Н","Термопреобразователь сопротивления (-50...+500 С,HART) ДТС145Е-РТ100.0,5.160.МГ.И.ЕХI-Т6",36450,43740,"999",1,9025900008,24]
["2023-06-07T16:16:40.813",85980,"ДТС015М-100М.0,5.160.И","2","Термопреобразователь сопротивления (0...+100 С) ДТС015М-100М.0,5.160.И",6090,7308,"5",1000,9025900008,24]
["2023-06-07T16:16:40.813",89978,"ДТС015М-100М.1,0.160.И","1","Термопреобразователь сопротивления  (-50...+180 С) ДТС015М-100М.1,0.160.И ",6090,7308,"5",1000,9025900008,24]
["2023-06-07T16:16:40.813",125373,"ДТС015М-100М.1,0.60.И","3","Термопреобразователь сопротивления (0...+150 С) ДТС015М-100М.1,0.60.И",6090,7308,"5",1000,9025900008,24]
["2023-06-07T16:16:40.813",72263,"ДТС015М-50М.0,5.160.И","2","Термопреобразователь сопротивления (0...+100 С) ДТС015М-50М.0,5.160.И",5865,7038,"5",1000,9025900008,24]
["2023-06-07T16:16:40.813",96500,"ДТС015М-50М.0,5.180.И","2","Термопреобразователь сопротивления  (0...+100 С) ДТС015М-50М.0,5.180.И",5865,7038,"5",1000,9025900008,24]
["2023-06-07T16:16:40.813",107872,"ДТС015М-50М.0,5.80.И","17","Термопреобразователь сопротивления (-50...+150С) ДТС015М-50М.0,5.80.И",5865,7038,"5",1000,9025900008,24]
["2023-06-07T16:16:40.813",134518,"ДТС015М-50М.1,0.60.И","1","Термопреобразователь сопротивления (-50...+180 С) ДТС015М-50М.1,0.60.И",5865,7038,"5",1000,9025900008,24]
["2023-06-07T16:16:40.813",83601,"ДТС015М-РТ100.0,25.60.МГ.И","73","Термопреобразователь сопротивления (0...+200 С) ДТС015М-РТ100.0,25.60.МГ.И",7640,9168,"5",802,9025900008,24]
["2023-06-07T16:16:40.813",91513,"ДТС015М-РТ100.0,5.100.МГ.И","73","Термопреобразователь сопротивления (0...+200 С) ДТС015М-РТ100.0,5.100.МГ.И",7640,9168,"5",802,9025900008,24]
["2023-06-07T16:16:40.813",104788,"ДТС015М-РТ100.0,5.160.И","5","Термопреобразователь сопротивления  (0...+300 С) ДТС015М-РТ100.0,5.160.И",7140,8568,"5",1000,9025900008,24]
["2023-06-07T16:16:40.813",132382,"ДТС015М-РТ100.0,5.400.МГ.И","12","Термопреобразователь сопротивления (-50...+100 С) ДТС015М-РТ100.0,5.400.МГ.И",7885,9462,"5",1,9025900008,24]
["2023-06-07T16:16:40.813",118273,"ДТС015М-РТ100.0,5.800.И","4","Термопреобразователь сопротивления (-50...+500 С) ДТС015М-РТ100.0,5.800.И",7385,8862,"5",1000,9025900008,24]
["2023-06-07T16:16:40.813",81055,"ДТС025М-100М.0,5.120.И","2","Термопреобразователь сопротивления (0...+100 С) ДТС025М-100М.0,5.120.И",6090,7308,"5",1000,9025900008,24]
["2023-06-07T16:16:40.813",70463,"ДТС025М-100П.0,5.160.МГ.И","12","Термопреобразователь сопротивления (-50...+100 С) ДТС025М-100П.0,5.160.МГ.И",8520,10224,"5",802,9025900008,24]
["2023-06-07T16:16:40.813",70207,"ДТС025М-100П.0,5.80.И","4","Термопреобразователь сопротивления (-50...+500 С) ДТС025М-100П.0,5.80.И",8020,9624,"По запросу",1,9025900008,24]
["2023-06-07T16:16:40.813",126993,"ДТС025М-50М.0,5.120.И","17","Термопреобразователь сопротивления (-50...+150 С) ДТС025М-50М.0,5.120.И",5865,7038,"5",1000,9025900008,24]
["2023-06-07T16:16:40.813",135755,"ДТС025М-50М.0,5.60.И","1","Термопреобразователь сопротивления (-50...+180 С) ДТС025М-50М.0,5.60.И",5865,7038,"5",1,9025900008,24]
["2023-06-07T16:16:40.813",129803,"ДТС025М-РТ100.0,25.600.МГ.И","5","Термопреобразователь сопротивления (0...+300 С) ДТС025М-РТ100.0,25.600.МГ.И",7885,9462,"5",802,9025900008,24]
["2023-06-07T16:16:40.813",77628,"ДТС025М-РТ100.0,5.160.И","12","Термопреобразователь сопротивления (-50...+100 С) ДТС025М-РТ100.0,5.160.И",7140,8568,"5",1000,9025900008,24]
["2023-06-07T16:16:40.813",130329,"ДТС025М-РТ100.0,5.250.И","12","Термопреобразователь сопротивления (-50...+100 С) ДТС025М-РТ100.0,5.250.И",7140,8568,"5",1000,9025900008,24]
["2023-06-07T16:16:40.813",76550,"ДТС035М-100М.0,5.100.G1/2.И","17","Термопреобразователь сопротивления (-50...+150 С) ДТС035М-100М.0,5.100.G1/2.И",6560,7872,"5",1000,9025900008,24]
["2023-06-07T16:16:40.813",133383,"ДТС035М-100М.0,5.150.И","1","Термопреобразователь сопротивления (-50...+180 С) ДТС035М-100М.0,5.150.И",6365,7638,"5",1,9025900008,24]
["2023-06-07T16:16:40.813",90286,"ДТС035М-100М.0,5.250.И","2","Термопреобразователь сопротивления (0...+100 С) ДТС035М-100М.0,5.250.И",6365,7638,"5",1000,9025900008,24]
["2023-06-07T16:16:40.813",77239,"ДТС035М-100М.0,5.500.МГ.И","2","Термопреобразователь сопротивления (0...+100 С) ДТС035М-100М.0,5.500.МГ.И",7015,8418,"По запросу",1,9025900008,24]
["2023-06-07T16:16:40.813",68601,"ДТС035М-100М.0,5.80.МГ.И","3","Термопреобразователь сопротивления (0...+150 С) ДТС035М-100М.0,5.80.МГ.И",6865,8238,"5",802,9025900008,24]
["2023-06-07T16:16:40.813",73596,"ДТС035М-100М.1,0.400.И","2","Термопреобразователь сопротивления (0...+100 С) ДТС035М-100М.1,0.400.И",6515,7818,"5",1,9025900008,24]
["2023-06-07T16:16:40.813",85669,"ДТС035М-100М.1,0.500.И","3","Термопреобразователь сопротивления (0...+150 С) ДТС035М-100М.1,0.500.И",6515,7818,"5",1000,9025900008,24]
["2023-06-07T16:16:40.813",104737,"ДТС035М-100П.0,25.120.И","4","Термопреобразователь сопротивления  (-50...+500 С) ДТС035М-100П.0,25.120.И",8530,10236,"По запросу",1,9025900008,24]
["2023-06-07T16:16:40.813",70483,"ДТС035М-100П.0,25.60.МГ.И","4","Термопреобразователь сопротивления (-50...+500 С) ДТС035М-100П.0,25.60.МГ.И",9030,10836,"По запросу",1,9025900008,24]
["2023-06-07T16:16:40.813",123985,"ДТС035М-100П.0,5.1000.И","5","Термопреобразователь сопротивления (0...+300 С) ДТС035М-100П.0,5.1000.И",8845,10614,"5",838,9025900008,24]
["2023-06-07T16:16:40.813",97559,"ДТС035М-100П.0,5.150.И","4","Термопреобразователь сопротивления (-50...+500 С) ДТС035М-100П.0,5.150.И",8530,10236,"5",838,9025900008,24]
["2023-06-07T16:16:40.813",77126,"ДТС035М-100П.0,5.320.МГ.И","5","Термопреобразователь сопротивления (0...+300 С) ДТС035М-100П.0,5.320.МГ.И",9235,11082,"5",802,9025900008,24]
["2023-06-07T16:16:40.813",77589,"ДТС035М-100П.0,5.630.И","4","Термопреобразователь сопротивления (-50...+500 С) ДТС035М-100П.0,5.630.И",8735,10482,"5",838,9025900008,24]
["2023-06-07T16:16:40.813",76226,"ДТС035М-100П.0,5.80.МГ.И","73","Термопреобразователь сопротивления (0... +200 С) ДТС035М-100П.0,5.80.МГ.И",9030,10836,"10",675,9025900008,24]
["2023-06-07T16:16:40.813",69888,"ДТС035М-50М.0,5.160.И","3","Термопреобразователь сопротивления (0...+150 С) ДТС035М-50М.0,5.160.И",6165,7398,"5",1000,9025900008,24]
["2023-06-07T16:16:40.813",85306,"ДТС035М-50М.0,5.2000.И","17","Термопреобразователь сопротивления (-50...+150 С) ДТС035М-50М.0,5.2000.И",6790,8148,"5",1000,9025900008,24]
["2023-06-07T16:16:40.813",100687,"ДТС035М-50М.0,5.300.И","1","Термопреобразователь сопротивления (-50...+ 180 С) ДТС035М-50М.0,5.300.И",6365,7638,"5",1000,9025900008,24]
["2023-06-07T16:16:40.813",70073,"ДТС035М-50М.0,5.80.И","16","Термопреобразователь сопротивления (-50...+50 С) ДТС035М-50М.0,5.80.И",6165,7398,"5",1000,9025900008,24]
["2023-06-07T16:16:40.813",71761,"ДТС035М-50М.1,0.120.И","1","Термопреобразователь сопротивления (-50...+180 С) ДТС035М-50М.1,0.120.И",6165,7398,"5",1000,9025900008,24]
["2023-06-07T16:16:40.813",83945,"ДТС035М-50М.1,0.200.И","17","Термопреобразователь сопротивления (-50...+150 С) ДТС035М-50М.1,0.200.И",6165,7398,"5",1000,9025900008,24]
["2023-06-07T16:16:40.813",73981,"ДТС035М-50М.1,0.60.И","17","Термопреобразователь сопротивления (-50...+150 С) ДТС035М-50М.1,0.60.И",6165,7398,"5",1000,9025900008,24]
["2023-06-07T16:16:40.813",118314,"ДТС035М-РТ100.0,25.120.И","5","Термопреобразователь сопротивления (0...+300 С) ДТС035М-РТ100.0,25.120.И",7260,8712,"5",1000,9025900008,24]
["2023-06-07T16:16:40.813",114718,"ДТС035М-РТ100.0,25.1600.МГ.И","5","Термопреобразователь сопротивления (0..+300 С) ДТС035М-РТ100.0,25.1600.МГ.И [5]",9235,11082,"5",802,9025900008,24]
["2023-06-07T16:16:40.813",108761,"ДТС035М-РТ100.0,25.250.G1/2.И","5","Термопреобразователь сопротивления (0...+300 С) ДТС035М-РТ100.0,25.250.G1/2.И",7590,9108,"5",1000,9025900008,24]
["2023-06-07T16:16:40.813",136153,"ДТС035М-РТ100.0,25.450.И","5","Термопреобразователь сопротивления (0...+300 С) ДТС035М-РТ100.0,25.450.И",7685,9222,"5",1000,9025900008,24]
["2023-06-07T16:16:40.813",73106,"ДТС035М-РТ100.0,25.630.МГ.И","6","Термопреобразователь сопротивления (0... +500 С) ДТС035М-РТ100.0,25.630.МГ.И",8185,9822,"5",802,9025900008,24]
["2023-06-07T16:16:40.813",74519,"ДТС035М-РТ100.0,5.100.МГ.И","4","Термопреобразователь сопротивления (-50...+500 С) ДТС035М-РТ100.0,5.100.МГ.И",7760,9312,"5",802,9025900008,24]
["2023-06-07T16:16:40.813",115514,"ДТС035М-РТ100.0,5.1250.МГ.И","12","Термопреобразователь сопротивления  (-50..+100 С) ДТС035М-РТ100.0,5.1250.МГ.И",9235,11082,"5",802,9025900008,24]
["2023-06-07T16:16:40.813",134783,"ДТС035М-РТ100.0,5.130.МГ.G1/2.И","4","Термопреобразователь сопротивления (-50...+500 С) ДТС035М-РТ100.0,5.130.МГ.G1/2.И",8090,9708,"5",802,9025900008,24]
["2023-06-07T16:16:40.813",102447,"ДТС035М-РТ100.0,5.180.МГ.И","4","Термопреобразователь сопротивления (-50...+500 С) ДТС035М-РТ100.0,5.180.МГ.И",7760,9312,"5",802,9025900008,24]
["2023-06-07T16:16:40.813",135997,"ДТС035М-РТ100.0,5.200.МГ.И","3","Термопреобразователь сопротивления (0...+150 С) ДТС035М-РТ100.0,5.200.МГ.И",7760,9312,"5",300,9025900008,24]
["2023-06-07T16:16:40.813",132754,"ДТС035М-РТ100.0,5.320.G1/2.И","3","Термопреобразователь сопротивления (0...+150 С) ДТС035М-РТ100.0,5.320.G1/2.И",8078,9693.6,"5",1000,9025900008,24]
["2023-06-07T16:16:40.813",69545,"ДТС035М-РТ100.0,5.500.И","5","Термопреобразователь сопротивления (0... +300 С) ДТС035М-РТ100.0,5.500.И",7685,9222,"5",1000,9025900008,24]
["2023-06-07T16:16:40.813",123734,"ДТС035М-РТ100.0,5.600.И","12","Термопреобразователь сопротивления (-50...+100 С) ДТС035М-РТ100.0,5.600.И",7685,9222,"По запросу",1,9025900008,24]
["2023-06-07T16:16:40.813",132062,"ДТС035М-РТ100.0,5.70.И","3","Термопреобразователь сопротивления (0...+150 С) ДТС035М-РТ100.0,5.70.И",7260,8712,"5",1000,9025900008,24]
["2023-06-07T16:16:40.813",87018,"ДТС045М-100М.0,5.120.МГ.И","16","Термопреобразователь сопротивления (-50...+50 С) ДТС045М-100М.0,5.120.МГ.И",6865,8238,"5",802,9025900008,24]
["2023-06-07T16:16:40.813",76848,"ДТС045М-100М.0,5.160.МГ.И","1","Термопреобразователь сопротивления (-50...+180 С) ДТС045М-100М.0,5.160.МГ.И",6865,8238,"5",802,9025900008,24]
["2023-06-07T16:16:40.813",97840,"ДТС045М-100М.0,5.400.МГ.И","17","Термопреобразователь сопротивления (-50...+150 С) ДТС045М-100М.0,5.400.МГ.И",7015,8418,"5",802,9025900008,24]
["2023-06-07T16:16:40.813",70049,"ДТС045М-100М.0,5.400.МГ.И","3","Термопреобразователь сопротивления (0...+150 С) ДТС045М-100М.0,5.400.МГ.И",7015,8418,"5",802,9025900008,24]
["2023-06-07T16:16:40.813",136010,"ДТС045М-100М.1,0.100.МГ.И","16","Термопреобразователь сопротивления (-50...+50 С) ДТС045М-100М.1,0.100.МГ.И",6865,8238,"5",300,9025900008,24]
["2023-06-07T16:16:40.813",69387,"ДТС045М-100П.0,25.100.И","6","Термопреобразователь сопротивления (0... +500 С) ДТС045М-100П.0,25.100.И",8530,10236,"10",675,9025900008,24]
["2023-06-07T16:16:40.813",79965,"ДТС045М-100П.0,5.1000.МГ.И","6","Термопреобразователь сопротивления (0...+500 С) ДТС045М-100П.0,5.1000.МГ.И",9345,11214,"5",802,9025900008,24]
["2023-06-07T16:16:40.813",131532,"ДТС045М-100П.0,5.160.G1/2.И","5","Термопреобразователь сопротивления (0...+300 С) ДТС045М-100П.0,5.160.G1/2.И",9050,10860,"5",838,9025900008,24]
["2023-06-07T16:16:40.813",94005,"ДТС045М-100П.0,5.320.И","4","Термопреобразователь сопротивления (-50...+500 С) ДТС045М-100П.0,5.320.И",8735,10482,"5",838,9025900008,24]
["2023-06-07T16:16:40.813",94201,"ДТС045М-100П.0,5.60.И","4","Термопреобразователь сопротивления (-50...+500 С) ДТС045М-100П.0,5.60.И ",8530,10236,"10",675,9025900008,24]
["2023-06-07T16:16:40.813",86302,"ДТС045М-50М.0,5.1500.МГ.И","16","Термопреобразователь сопротивления (-50...+50 С) ДТС045М-50М.0,5.1500.МГ.И",7290,8748,"5",802,9025900008,24]
["2023-06-07T16:16:40.813",88822,"ДТС045М-50М.0,5.200.МГ.И","1","Термопреобразователь сопротивления (-50...+180 С) ДТС045М-50М.0,5.200.МГ.И",6665,7998,"5",802,9025900008,24]
["2023-06-07T16:16:40.813",89449,"ДТС045М-50М.0,5.60.И","17","Термопреобразователь сопротивления (-50...+150 С) ДТС045М-50М.0,5.60.И",6165,7398,"5",1000,9025900008,24]
["2023-06-07T16:16:40.813",76799,"ДТС045М-50М.1,0.100.МГ.И","1","Термопреобразователь сопротивления (-50...+180 С) ДТС045М-50М.1,0.100.МГ.И",6665,7998,"5",802,9025900008,24]
["2023-06-07T16:16:40.813",70771,"ДТС045М-РТ100.0,25.100.И","73","Термопреобразователь сопротивления (0... +200 С) ДТС045М-РТ100.0,25.100.И",7260,8712,"5",1000,9025900008,24]
["2023-06-07T16:16:40.813",99803,"ДТС045М-РТ100.0,25.100.МГ.И","73","Термопреобразователь сопротивления (0... +200 С) ДТС045М-РТ100.0,25.100.МГ.И",7760,9312,"5",802,9025900008,24]
["2023-06-07T16:16:40.813",76871,"ДТС045М-РТ100.0,25.250.И","73","Термопреобразователь сопротивления (0... +200 С) ДТС045М-РТ100.0,25.250.И",7260,8712,"По запросу",1,9025900008,24]
["2023-06-07T16:16:40.813",113007,"ДТС045М-РТ100.0,25.320.МГ.И","4","Термопреобразователь сопротивления  (-50...+500 С) ДТС045М-РТ100.0,25.320.МГ.И",8185,9822,"5",802,9025900008,24]
["2023-06-07T16:16:40.813",89358,"ДТС045М-РТ100.0,25.80.И","5","Термопреобразователь сопротивления (0... +300 С) ДТС045М-РТ100.0,25.80.И",7260,8712,"5",1000,9025900008,24]
["2023-06-07T16:16:40.813",74435,"ДТС045М-РТ100.0,5.100.МГ.И","6","Термопреобразователь сопротивления (0... +500 С) ДТС045М-РТ100.0,5.100.МГ.И",7760,9312,"5",802,9025900008,24]
["2023-06-07T16:16:40.813",128308,"ДТС045М-РТ100.0,5.160.G1/2.И","3","Термопреобразователь сопротивления (0...+150 С) ДТС045М-РТ100.0,5.160.G1/2.И",7590,9108,"5",1000,9025900008,24]
["2023-06-07T16:16:40.813",133109,"ДТС045М-РТ100.0,5.180.МГ.И","12","Термопреобразователь сопротивления (-50...+100 С) ДТС045М-РТ100.0,5.180.МГ.И",7750,9300,"5",802,9025900008,24]
["2023-06-07T16:16:40.813",78971,"ДТС045М-РТ100.0,5.200.МГ.И","5","Термопреобразователь сопротивления (0... +300 С) ДТС045М-РТ100.0,5.200.МГ.И",7760,9312,"5",802,9025900008,24]
["2023-06-07T16:16:40.813",74260,"ДТС045М-РТ100.0,5.320.МГ.И","5","Термопреобразователь сопротивления (0... +300 С) ДТС045М-РТ100.0,5.320.МГ.И",8185,9822,"5",802,9025900008,24]
["2023-06-07T16:16:40.813",86503,"ДТС045М-РТ100.0,5.60.И","4","Термопреобразователь сопротивления (-50...+500 С) ДТС045М-РТ100.0,5.60.И",7260,8712,"5",1000,9025900008,24]
["2023-06-07T16:16:40.813",69711,"ДТС045М-РТ100.0,5.630.И","4","Термопреобразователь сопротивления (-50...+500 С) ДТС045М-РТ100.0,5.630.И",7685,9222,"5",1000,9025900008,24]
["2023-06-07T16:16:40.813",85790,"ДТС045М-РТ100.0,5.80.МГ.И","73","Термопреобразователь сопротивления (0...+200 С) ДТС045М-РТ100.0,5.80.МГ.И",7760,9312,"5",802,9025900008,24]
["2023-06-07T16:16:40.813",84125,"ДТС055М-50М.0,5.160.МГ.И","3","Термопреобразователь сопротивления (0...+150 С) ДТС055М-50М.0,5.160.МГ.И",6665,7998,"5",802,9025900008,24]
["2023-06-07T16:16:40.813",124987,"ДТС055М-50М.0,5.800.МГ.И","3","Термопреобразователь сопротивления (0...+150 С) ДТС055М-50М.0,5.800.МГ.И",6865,8238,"5",802,9025900008,24]
["2023-06-07T16:16:40.813",77398,"ДТС055М-РТ100.0,25.80.МГ.И","73","Термопреобразователь сопротивления (0...+200 С) ДТС055М-РТ100.0,25.80.МГ.И",7760,9312,"5",802,9025900008,24]
["2023-06-07T16:16:40.813",82302,"ДТС065М-100М.0,5.120.И","16","Термопреобразователь сопротивления (-50...+50 С) ДТС065М-100М.0,5.120.И",6365,7638,"5",1000,9025900008,24]
["2023-06-07T16:16:40.813",107845,"ДТС065М-100М.0,5.200.МГ.И","3","Термопреобразователь сопротивления (0...+150С) ДТС065М-100М.0,5.200.МГ.И",6865,8238,"5",802,9025900008,24]
["2023-06-07T16:16:40.813",134335,"ДТС065М-100М.0,5.60.G1/2.И","2","Термопреобразователь сопротивления (0...+100 С) ДТС065М-100М.0,5.60.G1/2.И",6560,7872,"5",1000,9025900008,24]
["2023-06-07T16:16:40.813",94938,"ДТС065М-100М.1,0.160.МГ.И","17","Термопреобразователь сопротивления (-50...+150 С) ДТС065М-100М.1,0.160.МГ.И",6865,8238,"5",802,9025900008,24]
["2023-06-07T16:16:40.813",80439,"ДТС065М-100П.0,25.80.И","73","Термопреобразователь сопротивления (0... +200 С) ДТС065М-100П.0,25.80.И",8530,10236,"По запросу",1,9025900008,24]
["2023-06-07T16:16:40.813",99972,"ДТС065М-100П.0,5.160.МГ.И","6","Термопреобразователь сопротивления (0... +500 С) ДТС065М-100П.0,5.160.МГ.И",9030,10836,"5",802,9025900008,24]
["2023-06-07T16:16:40.813",92583,"ДТС065М-100П.0,5.320.МГ.И","5","Термопреобразователь сопротивления   (0...+300 С) ДТС065М-100П.0,5.320.МГ.И",9235,11082,"5",802,9025900008,24]
["2023-06-07T16:16:40.813",79515,"ДТС065М-50М.0,5.200.И","17","Термопреобразователь сопротивления (-50...+150 С) ДТС065М-50М.0,5.200.И",6165,7398,"По запросу",1,9025900008,24]
["2023-06-07T16:16:40.813",107440,"ДТС065М-50М.0,5.320.И","1","Термопреобразователь сопротивления (-50...+180С) ДТС065М-50М.0,5.320.И",6365,7638,"По запросу",1,9025900008,24]
["2023-06-07T16:16:40.813",81955,"ДТС065М-50М.1,0.100.И","2","Термопреобразователь сопротивления (0...+100 С) ДТС065М-50М.1,0.100.И",6165,7398,"По запросу",1,9025900008,24]
["2023-06-07T16:16:40.813",99697,"ДТС065М-РТ100.0,25.100.G1/2.И","12","Термопреобразователь сопротивления (-50...+100 С) ДТС065М-РТ100.0,25.100.G1/2.И ",7590,9108,"5",1000,9025900008,24]
["2023-06-07T16:16:40.813",88470,"ДТС065М-РТ100.0,25.200.И","12","Термопреобразователь сопротивления (-50...+100 С) ДТС065М-РТ100.0,25.200.И ",7260,8712,"5",1000,9025900008,24]
["2023-06-07T16:16:40.813",115118,"ДТС065М-РТ100.0,25.320.И","73","Термопреобразователь сопротивления (0...+200 С) ДТС065М-РТ100.0,25.320.И",7685,9222,"5",1000,9025900008,24]
["2023-06-07T16:16:40.813",76456,"ДТС065М-РТ100.0,25.800.G1/2.И","4","Термопреобразователь сопротивления (-50...+500 С) ДТС065М-РТ100.0,25.800.G1/2.И",8078,9693.6,"По запросу",1,9025900008,24]
["2023-06-07T16:16:40.813",71546,"ДТС065М-РТ100.0,5.120.И","5","Термопреобразователь сопротивления (0...+300 С) ДТС065М-РТ100.0,5.120.И",7260,8712,"5",1000,9025900008,24]
["2023-06-07T16:16:40.813",71011,"ДТС065М-РТ100.0,5.160.МГ.И","12","Термопреобразователь сопротивления (-50... +100 С) ДТС065М-РТ100.0,5.160.МГ.И",7760,9312,"5",802,9025900008,24]
["2023-06-07T16:16:40.813",127615,"ДТС065М-РТ100.0,5.200.G1/2.И","3","Термопреобразователь сопротивления (0...+150 С) ДТС065М-РТ100.0,5.200.G1/2.И",7590,9108,"5",1000,9025900008,24]
["2023-06-07T16:16:40.813",86964,"ДТС065М-РТ100.0,5.250.И","6","Термопреобразователь сопротивления (0...+500 С) ДТС065М-РТ100.0,5.250.И",7260,8712,"5",1000,9025900008,24]
["2023-06-07T16:16:40.813",117366,"ДТС065М-РТ100.0,5.60.G1/2.И","4","Термопреобразователь сопротивления (-50...+500 С) ДТС065М-РТ100.0,5.60.G1/2.И",7590,9108,"5",1000,9025900008,24]
["2023-06-07T16:16:40.813",127611,"ДТС065М-РТ100.0,5.80.G1/2.И","3","Термопреобразователь сопротивления (0...+150 С) ДТС065М-РТ100.0,5.80.G1/2.И",7590,9108,"5",1000,9025900008,24]
["2023-06-07T16:16:40.813",84784,"ДТС075М-100М.0,5.1000.И","2","Термопреобразователь сопротивления (0...+100 С) ДТС075М-100М.0,5.1000.И",7290,8748,"По запросу",1,9025900008,24]
["2023-06-07T16:16:40.813",134438,"ДТС075М-100П.0,5.100.И","3","Термопреобразователь сопротивления (0...+150 С) ДТС075М-100П.0,5.100.И",8530,10236,"10",675,9025900008,24]
["2023-06-07T16:16:40.813",94055,"ДТС075М-50М.0,5.100.И","2","Термопреобразователь сопротивления (0...+100 С) ДТС075М-50М.0,5.100.И",6165,7398,"5",1000,9025900008,24]
["2023-06-07T16:16:40.813",90599,"ДТС075М-50М.0,5.630.И","1","Термопреобразователь сопротивления (-50...+180 С) ДТС075М-50М.0,5.630.И",6365,7638,"5",1000,9025900008,24]
["2023-06-07T16:16:40.813",121063,"ДТС075М-РТ100.0,25.500.И","12","Термопреобразователь сопротивления (-50...+100 С) ДТС075М-РТ100.0,25.500.И",7685,9222,"5",1000,9025192000,24]
["2023-06-07T16:16:40.813",94956,"ДТС075М-РТ100.0,5.100.МГ.G1/2.И","4","Термопреобразователь сопротивления (-50...+500 С) ДТС075М-РТ100.0,5.100.МГ.G1/2.И",8090,9708,"5",802,9025900008,24]
["2023-06-07T16:16:40.813",78791,"ДТС075М-РТ100.0,5.160.МГ.И","6","Термопреобразователь сопротивления (0...+500 С) ДТС075М-РТ100.0,5.160.МГ.И",7760,9312,"5",802,9025900008,24]
["2023-06-07T16:16:40.813",71658,"ДТС075М-РТ100.0,5.80.И","12","Термопреобразователь сопротивления (-50... +100 С) ДТС075М-РТ100.0,5.80.И",7260,8712,"По запросу",1,9025900008,24]
["2023-06-07T16:16:40.813",96222,"ДТС085М-100П.0,5.160.И","5","Термопреобразователь сопротивления (0...+300 С) ДТС085М-100П.0,5.160.И",8530,10236,"5",418,9025900008,24]
["2023-06-07T16:16:40.813",131780,"ДТС085М-50М.0,5.60.МГ.И","3","Термопреобразователь сопротивления (0...+150 С) ДТС085М-50М.0,5.60.МГ.И",6665,7998,"5",418,9025900008,24]
["2023-06-07T16:16:40.813",93832,"ДТС095М-100М.0,5.200.МГ.И","1","Термопреобразователь сопротивления (-50...+180 С) ДТС095М-100М.0,5.200.МГ.И",6865,8238,"5",600,9025900008,24]
["2023-06-07T16:16:40.813",131171,"ДТС095М-100П.0,5.80.И","5","Термопреобразователь сопротивления (0...+300 С) ДТС095М-100П.0,5.80.И",8530,10236,"По запросу",1,9025900008,24]
["2023-06-07T16:16:40.813",135678,"ДТС095М-РТ100.0,25.80.МГ.G1/2.И","73","Термопреобразователь сопротивления (0...+200 С) ДТС095М-РТ100.0,25.80.МГ.G1/2.И",8090,9708,"5",600,9025900008,24]
["2023-06-07T16:16:40.813",83737,"ДТС095М-РТ100.0,5.200.И","4","Термопреобразователь сопротивления (-50...+500 С) ДТС095М-РТ100.0,5.200.И",7260,8712,"По запросу",1,9025900008,24]
["2023-06-07T16:16:40.813",68724,"ДТС105М-100М.0,5.120.МГ.И","2","Термопреобразователь сопротивления (0...+100 С) ДТС105М-100М.0,5.120.МГ.И",6865,8238,"5",802,9025900008,24]
["2023-06-07T16:16:40.813",115495,"ДТС105М-100М.0,5.250.И","16","Термопреобразователь сопротивления (-50..+50 С) ДТС105М-100М.0,5.250.И",6365,7638,"5",1000,9025900008,24]
["2023-06-07T16:16:40.813",119422,"ДТС105М-100М.0,5.60.МГ.И","3","Термопреобразователь сопротивления (0...+150 С) ДТС105М-100М.0,5.60.МГ.И",6865,8238,"5",802,9025900008,24]
["2023-06-07T16:16:40.813",128310,"ДТС105М-100М.0,5.80.МГ.G1/2.И","2","Термопреобразователь сопротивления (0...+100 С) ДТС105М-100М.0,5.80.МГ.G1/2.И",7060,8472,"5",802,9025900008,24]
["2023-06-07T16:16:40.813",116533,"ДТС105М-100П.0,25.1000.И","73","Термопреобразователь сопротивления (0..+200 С) ДТС105М-100П.0,25.1000.И",8845,10614,"5",838,9025900008,24]
["2023-06-07T16:16:40.813",115909,"ДТС105М-100П.0,5.100.И","12","Термопреобразователь сопротивления (-50..+100 С) ДТС105М-100П.0,5.100.И",8530,10236,"10",675,9025900008,24]
["2023-06-07T16:16:40.813",91029,"ДТС105М-100П.0,5.160.МГ.И","4","Термопреобразователь сопротивления (-50...+500 С) ДТС105М-100П.0,5.160.МГ.И",9030,10836,"5",802,9025900008,24]
["2023-06-07T16:16:40.813",118046,"ДТС105М-50М.0,5.100.И","16","Термопреобразователь сопротивления (-50..+50 С) ДТС105М-50М.0,5.100.И",6165,7398,"5",1000,9025900008,24]
["2023-06-07T16:16:40.813",96550,"ДТС105М-50М.0,5.2000.И","2","Термопреобразователь сопротивления (0...+100 С) ДТС105М-50М.0,5.2000.И",6790,8148,"5",1000,9025900008,24]
["2023-06-07T16:16:40.813",112961,"ДТС105М-50М.0,5.560.МГ.И","2","Термопреобразователь сопротивления  (0..+100 С) ДТС105М-50М.0,5.560.МГ.И [2]",6865,8238,"По запросу",1,9025900008,24]
["2023-06-07T16:16:40.813",126057,"ДТС105М-50М.1,0.100.МГ.G1/4.И","17","Термопреобразователь сопротивления (-50...+150 С) ДТС105М-50М.1,0.100.МГ.G1/4.И",6830,8196,"5",802,9025900008,24]
["2023-06-07T16:16:40.813",84032,"ДТС105М-50М.1,0.200.И","1","Термопреобразователь сопротивления (-50...+180 С) ДТС105М-50М.1,0.200.И",6165,7398,"5",1000,9025900008,24]
["2023-06-07T16:16:40.813",107418,"ДТС105М-50М.1,0.80.И","3","Термопреобразователь сопротивления (0...+150С) ДТС105М-50М.1,0.80.И",6165,7398,"5",1000,9025900008,24]
["2023-06-07T16:16:40.813",74365,"ДТС105М-РТ100.0,25.100.МГ.И","6","Термопреобразователь сопротивления (0...+500 С) ДТС105М-РТ100.0,25.100.МГ.И",7760,9312,"5",802,9025900008,24]
["2023-06-07T16:16:40.813",83084,"ДТС105М-РТ100.0,25.320.И","73","Термопреобразователь сопротивления (0... +200 С) ДТС105М-РТ100.0,25.320.И",7685,9222,"5",1000,9025900008,24]
["2023-06-07T16:16:40.813",130839,"ДТС105М-РТ100.0,25.60.G1/2.И","73","Термопреобразователь сопротивления (0...+200 С) ДТС105М-РТ100.0,25.60.G1/2.И",7590,9108,"5",1000,9025900008,24]
["2023-06-07T16:16:40.813",92897,"ДТС105М-РТ100.0,5.100.И","6","Термопреобразователь сопротивления (0...+500 С) ДТС105М-РТ100.0,5.100.И",7260,8712,"5",1000,9025900008,24]
["2023-06-07T16:16:40.813",71393,"ДТС105М-РТ100.0,5.120.И","73","Термопреобразователь сопротивления (0...+200 С) ДТС105М-РТ100.0,5.120.И",7260,8712,"5",1000,9025900008,24]
["2023-06-07T16:16:40.813",124800,"ДТС105М-РТ100.0,5.160.МГ.G1.И","4","Термопреобразователь сопротивления (-50...+500 С) ДТС105М-РТ100.0,5.160.МГ.G1.И",8090,9708,"По запросу",1,9025900008,24]
["2023-06-07T16:16:40.813",116034,"ДТС105М-РТ100.0,5.180.МГ.G1/2.И","12","Термопреобразователь сопротивления (-50..+100 С) ДТС105М-РТ100.0,5.180.МГ.G1/2.И",8090,9708,"По запросу",1,9025900008,24]
["2023-06-07T16:16:40.813",81325,"ДТС105М-РТ100.0,5.250.МГ.И","4","Термопреобразователь сопротивления (-50...+500 С) ДТС105М-РТ100.0,5.250.МГ.И",7760,9312,"5",802,9025900008,24]
["2023-06-07T16:16:40.813",82240,"ДТС105М-РТ100.0,5.60.И","4","Термопреобразователь сопротивления (-50...+500 С) ДТС105М-РТ100.0,5.60.И",7260,8712,"5",1000,9025900008,24]
["2023-06-07T16:16:40.813",102976,"ДТС105М-РТ100.0,5.80.МГ.G1/2.И","12","Термопреобразователь сопротивления (-50...+100 С) ДТС105М-РТ100.0,5.80.МГ.G1/2.И",8090,9708,"5",802,9025900008,24]
["2023-06-07T16:16:40.813",74083,"ДТС125М-РТ100.0,25.60.И","15","Термопреобразователь сопротивления (-40...+80 С) ДТС125М-РТ100.0,25.60.И",6665,7998,"5",1000,9025900008,24]
["2023-06-07T16:16:40.813",76036,"ДТС145М-100М.0,5.60.G1/2.И","2","Термопреобразователь сопротивления (0...+100 С) ДТС145М-100М.0,5.60.G1/2.И",6560,7872,"5",1000,9025900008,24]
["2023-06-07T16:16:40.813",93350,"ДТС145М-100М.1,0.120.И","1","Термопреобразователь сопротивления (-50...+180 С) ДТС145М-100М.1,0.120.И",6365,7638,"5",1000,9025900008,24]
["2023-06-07T16:16:40.813",106906,"ДТС145М-100П.0,5.160.И","4","Термопреобразователь сопротивления (-50...+500С) ДТС145М-100П.0,5.160.И",8530,10236,"5",1,9025900008,24]
["2023-06-07T16:16:40.813",115211,"ДТС145М-50М.0,5.100.МГ.И","16","Термопреобразователь сопротивления (-50..+50 С) ДТС145М-50М.0,5.100.МГ.И",6665,7998,"5",802,9025900008,24]
["2023-06-07T16:16:40.813",104273,"ДТС145М-50М.0,5.120.И","1","Термопреобразователь сопротивления (-50...+180 С) ДТС145М-50М.0,5.120.И",6165,7398,"5",1000,9025900008,24]
["2023-06-07T16:16:40.813",125551,"ДТС145М-50М.0,5.80.МГ.И","16","Термопреобразователь сопротивления (-50...+50 С) ДТС145М-50М.0,5.80.МГ.И",6665,7998,"По запросу",1,9025900008,24]
["2023-06-07T16:16:40.813",77810,"ДТС145М-50М.1,0.80.И","17","Термопреобразователь сопротивления (-50...+150 С) ДТС145М-50М.1,0.80.И",6165,7398,"5",1000,9025900008,24]
["2023-06-07T16:16:40.813",131510,"ДТС145М-РТ100.0,25.60.И","3","Термопреобразователь сопротивления (0...+150 С) ДТС145М-РТ100.0,25.60.И",7260,8712,"5",1000,9025900008,24]
["2023-06-07T16:16:40.813",107904,"ДТС145М-РТ100.0,5.100.G3/4.И","12","Термопреобразователь сопротивления (-50...+100С) ДТС145М-РТ100.0,5.100.G3/4.И",7590,9108,"По запросу",1,9025900008,24]
["2023-06-07T16:16:40.813",116940,"ДТС145М-РТ100.0,5.120.G1/2.И","5","Термопреобразователь сопротивления (0..+300 С) ДТС145М-РТ100.0,5.120.G1/2.И",7590,9108,"5",1000,9025900008,24]
["2023-06-07T16:16:40.813",107907,"ДТС145М-РТ100.0,5.200.G1/2.И","73","Термопреобразователь сопротивления (0...+200С) ДТС145М-РТ100.0,5.200.G1/2.И",7590,9108,"5",1000,9025900008,24]
["2023-06-07T16:16:40.813",104521,"ДТС145М-РТ100.0,5.250.И","6","Термопреобразователь сопротивления (0...+500 С) ДТС145М-РТ100.0,5.250.И",7260,8712,"5",1000,9025900008,24]
["2023-06-07T16:16:40.813",70018,"ДТС145М-РТ100.0,5.400.G1/2.И","6","Термопреобразователь сопротивления (0... +500 С) ДТС145М-РТ100.0,5.400.G1/2.И",8078,9693.6,"По запросу",1,9025900008,24]
["2023-06-07T16:16:40.813",74092,"ДТС145М-РТ100.0,5.800.И","4","Термопреобразователь сопротивления (-50...+500 С) ДТС145М-РТ100.0,5.800.И",7685,9222,"5",720,9025900008,24]
["2023-06-07T16:16:40.813",81561,"ДТС325М-100М.0,5.50.И","2","Термопреобразователь сопротивления (0...+100 С) ДТС325М-100М.0,5.50.И",6935,8322,"5",1,9025900008,24]
["2023-06-07T16:16:40.813",103304,"ДТС325М-100П.0,5.100.И","73","Термопреобразователь сопротивления (0... +200 С) ДТС325М-100П.0,5.100.И",8530,10236,"5",1,9025900008,24]
["2023-06-07T16:16:40.813",127842,"ДТС325М-50М.0,5.60.МГ.И","17","Термопреобразователь сопротивления (-50...+150 С) ДТС325М-50М.0,5.60.МГ.И",7290,8748,"5",1,9025900008,24]
["2023-06-07T16:16:40.813",99685,"ДТС335М-100М.0,5.100.МГ.И","16","Термопреобразователь сопротивления (-50...+50 С) ДТС335М-100М.0,5.100.МГ.И",6865,8238,"5",802,9025900008,24]
["2023-06-07T16:16:40.813",126965,"ДТС335М-100М.0,5.400.МГ.И","3","Термопреобразователь сопротивления (0...+150 С) ДТС335М-100М.0,5.400.МГ.И",7015,8418,"По запросу",1,9025900008,24]
["2023-06-07T16:16:40.813",134514,"ДТС335М-100П.0,25.100.И","12","Термопреобразователь сопротивления (-50...+100 С) ДТС335М-100П.0,25.100.И",8530,10236,"5",1,9025900008,24]
["2023-06-07T16:16:40.813",96521,"ДТС335М-50М.0,5.60.И","1","Термопреобразователь сопротивления (-50...+180 С) ДТС335М-50М.0,5.60.И",6165,7398,"5",1000,9025900008,24]
["2023-06-07T16:16:40.813",128668,"ДТС335М-РТ100.0,25.120.И","5","Термопреобразователь сопротивления (0...+300 С) ДТС335М-РТ100.0,25.120.И ",7260,8712,"5",1000,9025900008,24]
["2023-06-07T16:16:40.813",104557,"ДТС335М-РТ100.0,25.320.И","73","Термопреобразователь сопротивления (0...+200 С) ДТС335М-РТ100.0,25.320.И",7685,9222,"По запросу",1,9025900008,24]
["2023-06-07T16:16:40.813",104347,"ДТС335М-РТ100.0,5.120.И","4","Термопреобразователь сопротивления (-50...+500 С) ДТС335М-РТ100.0,5.120.И",7260,8712,"5",1000,9025900008,24]
["2023-06-07T16:16:40.813",132053,"ДТС335М-РТ100.0,5.500.И","73","Термопреобразователь сопротивления (0...+200 С) ДТС335М-РТ100.0,5.500.И",7685,9222,"5",1000,9025900008,24]
["2023-06-07T16:16:40.813",100950,"ДТС405М-100М.0,5.80.И","3","Термопреобразователь сопротивления (0...+150 С) ДТС405М-100М.0,5.80.И",6835,8202,"5",600,9025900008,24]
["2023-06-07T16:16:40.813",114569,"ДТС405М-50М.0,5.120.МГ.И","2","Термопреобразователь сопротивления (0..+100 С) ДТС405М-50М.0,5.120.МГ.И [2]",7190,8628,"5",662,9025900008,24]
["2023-06-07T16:16:40.813",117411,"ДТС405М-50М.1,0.180.МГ.И","16","Термопреобразователь сопротивления (-50...+50 С) ДТС405М-50М.1,0.180.МГ.И",7190,8628,"По запросу",1,9025900008,24]
["2023-06-07T16:16:40.813",83654,"ДТС405М-РТ100.0,5.160.И","73","Термопреобразователь сопротивления (0...+200 С) ДТС405М-РТ100.0,5.160.И ",7665,9198,"5",600,9025900008,24]
["2023-06-07T16:16:40.813",131330,"ДТС405М-РТ100.0,5.320.МГ.И","5","Термопреобразователь сопротивления (0...+300 С) ДТС405М-РТ100.0,5.320.МГ.И",8335,10002,"5",662,9025900008,24]
["2023-06-07T16:16:40.813",133199,"ДТС035М-100М.0,5.250.RS",null,"Датчик температуры с цифровым выходом (-50…+180 С) ДТС035М-100М.0,5.250.RS",17300,20760,"5",38,9025900008,24]
["2023-06-07T16:16:40.813",118698,"ДТС045М-100М.1,0.80.RS",null,"Датчик температуры с цифровым выходом (-50...+180 С) ДТС045М-100М.1,0.80.RS ",17300,20760,"По запросу",1,9025900008,24]
["2023-06-07T16:16:40.813",114530,"ДТС075М-100П.0,5.100.МГ.RS",null,"Датчик температуры с цифровым выходом (-50…+500 С) ДТС075М-100П.0,5.100.МГ.RS",19965,23958,"10",1,9025900008,24]
["2023-06-07T16:16:40.813",117489,"ДТС105М-50М.0,5.400.RS",null,"Датчик температуры с цифровым выходом (-50…+180 С) ДТС105М-50М.0,5.400.RS",17300,20760,"5",38,9025900008,24]
["2023-06-07T16:16:40.813",118279,"ДТС325М-РТ100.0,25.50.RS",null,"Датчик температуры с цифровым выходом (-50…+200 С) ДТС325М-РТ100.0,25.50.RS",18600,22320,"5",38,9025900008,24]
["2023-06-07T16:16:40.813",89219,"ДТС224Э1-РТ1000.В3.43/2",null,"Термопреобразователь сопротивления ДТС224Э1-РТ1000.В3.43/2",2874,3448.8,"12",759,9025900008,24]
["2023-06-07T16:16:40.813",59784,"ДТС3015-РТ100.В2.120",null,"Термопреобразователь сопротивления ДТС3015-РТ100.В2.120",1465,1758,"30",275,9025900008,24]
["2023-06-07T16:16:40.813",48197,"ДТС3105-РТ100.В2.60",null,"Термопреобразователь сопротивления ДТС3105-РТ100.В2.60",1655,1986,"30",689,9025900008,24]
["2023-06-07T16:16:40.813",32011,"ДТС3225-РТ100.В4",null,"Термопреобразователь сопротивления ДТС3225-РТ100.В4",1375,1650,"4",400,9025900008,24]
["2023-06-07T16:16:40.813",125929,"ДТС3014-РТ1000.В2.80/2",null,"Термопреобразователь сопротивления ДТС3014-РТ1000.В2.80/2",1070,1284,"12",1000,9025900008,24]
["2023-06-07T16:16:40.813",119597,"ДТС3015-РТ1000.В2.450",null,"Термопреобразователь сопротивления ДТС3015-РТ1000.В2.450",1465,1758,"4",275,9025900008,24]
["2023-06-07T16:16:40.813",65237,"ДТС3105-РТ1000.В3.120",null,"Термопреобразователь сопротивления ДТС3105-РТ1000.В3.120",1655,1986,"4",689,9025900008,24]
["2023-06-07T16:16:40.813",62841,"ДТС3194-РТ1000.В2.120/2.G1/2",null,"Термопреобразователь сопротивления ДТС3194-РТ1000.В2.120/2.G1/2",2001,2401.1999999999998,"12",1000,9025900008,24]
["2023-06-07T16:16:40.813",51789,"ДТС3005-РТ500.В2",null,"Термопреобразователь сопротивления ДТС3005-РТ500.В2",1070,1284,"30",171,9025900008,24]
["2023-06-07T16:16:40.813",54075,"ДУ.5-3,5",null,"Кондуктометрический датчик ДУ.5-3,5",3525,4230,"2",324,9026900000,12]
["2023-06-07T16:16:40.813",66069,"ИТП-14.КР.Щ9.К",null,"Измеритель аналоговых сигналов универсальный ИТП-14.КР.Щ9.К",6244,7492.8,"3",100,9030310000,24]
["2023-06-07T16:16:40.813",12989,"КАБЕЛЬ МКЭШ 5Х0,75",null,"КАБЕЛЬ МКЭШ 5Х0,75",180,216,"1",135,8544499101,0]
["2023-06-07T16:16:40.813",132533,"КАБЕЛЬ-РАЗЪЕМ С19L15,0.5",null,"КАБЕЛЬ-РАЗЪЕМ С19L15,0.5",1858,2230,"26",0,8544429007,24]
["2023-06-07T16:16:40.813",53175,"КДТС014-РТ100.В4.40/1,5",null,"Комплекты термопреобразователей сопротивления КДТС014-РТ100.В4.40/1,5",4365,5238,"5",30,9025900008,24]
["2023-06-07T16:16:40.813",89421,"КДТС014-РТ100.В4.45/7",null,"Комплекты термопреобразователей сопротивления КДТС014-РТ100.В4.45/7",6125,7350,"5",30,9025900008,24]
["2023-06-07T16:16:40.813",108692,"КДТС035-РТ100.А4.100.МГ.G1/2",null,"Комплекты термопреобразователей сопротивления КДТС035-РТ100.А4.100.МГ.G1/2",6138,7365.6,"5",41,9025900008,24]
["2023-06-07T16:16:40.813",61729,"КДТС035-РТ100.В4.200.G1/2",null,"Комплекты термопреобразователей сопротивления КДТС035-РТ100.В4.200.G1/2",4698,5637.6,"5",41,9025900008,24]
["2023-06-07T16:16:40.813",113143,"КДТС045-РТ100.А4.100",null,"Комплекты термопреобразователей сопротивления КДТС045-РТ100.А4.100",4902,5882.4,"5",41,9025900008,24]
["2023-06-07T16:16:40.813",46808,"КДТС045-РТ100.В4.80",null,"Комплекты термопреобразователей сопротивления КДТС045-РТ100.В4.80",4085,4902,"5",41,9025900008,24]
["2023-06-07T16:16:40.813",112494,"КДТС054-РТ100.А4.60/7.G1/2",null,"Комплекты термопреобразователей сопротивления КДТС054-РТ100.А4.60/7.G1/2",6076,7291.2,"30",343,9025900008,24]
["2023-06-07T16:16:40.813",48146,"КДТС105-РТ100.А4.100",null,"Комплекты термопреобразователей сопротивления КДТС105-РТ100.А4.100",5844,7012.8,"5",11,9025900008,24]
["2023-06-07T16:16:40.813",109624,"КДТС105-РТ100.В4.80.М20Х1,5",null,"Комплекты термопреобразователей сопротивления КДТС105-РТ100.В4.80.М20Х1,5",5601,6721.2,"5",11,9025900008,24]
["2023-06-07T16:16:40.813",73403,"КДТС105-РТ1000.В2.60.М20Х1,5",null,"Комплекты термопреобразователей сопротивления КДТС105-РТ1000.В2.60.М20Х1,5",5601,6721.2,"5",1,9025900008,24]
["2023-06-07T16:16:40.813",63043,"КДТС145-РТ100.В4.200",null,"Комплекты термопреобразователей сопротивления КДТС145-РТ100.В4.200",4085,4902,"5",41,9025900008,24]
["2023-06-07T16:16:40.813",97418,"КДТС145-РТ500.А4.160",null,"Комплекты термопреобразователей сопротивления КДТС145-РТ500.А4.160",4902,5882.4,"5",1,9025900008,24]
["2023-06-07T16:16:40.813",104588,"КК-03.2",null,"КК-03.2 Коробка клеммная RS-485",3000,3600,"2",9,8536900100,0]
["2023-06-07T16:16:40.813",35264,"ТРУБКА ПОЛИУРЕТАНОВАЯ US-08055-OR-100",null,"ТРУБКА ПОЛИУРЕТАНОВАЯ US-08055-OR-100",14,16.8,"10",0,3917320001,0]
["2023-06-07T16:16:40.813",70343,"КТР-121.220.01.10",null,"Блок автоматического управления котельной КТР-121.220.01.10",16000,19200,"4",13,8537109100,24]
["2023-06-07T16:16:40.813",113136,"КУ1411-1.И.О.О.230.5К",null,"Контроллер уровня кондуктометрический КУ1411-1.И.О.О.230.5К",13975,16770,"5",5,9032890000,24]
["2023-06-07T16:16:40.813",119561,"КУ1411-2.И.Р.О.230.1К",null,"Контроллер уровня кондуктометрический КУ1411-2.И.Р.О.230.1К",12500,15000,"По запросу",1,9032890000,24]
["2023-06-07T16:16:40.813",110484,"КУ1411-3.Т.Т.Т.24.5К",null,"Контроллер уровня кондуктометрический КУ1411-3.Т.Т.Т.24.5К",13975,16770,"5",5,9032890000,24]
["2023-06-07T16:16:40.813",58953,"МК110-224.8Д.4Р","М01","Модуль дискретного ввода-вывода МК110-224.8Д.4Р",10650,12780,"2",16,8538909200,24]
["2023-06-07T16:16:40.813",49000,"МУ110-224.16Р","М01","Модуль дискретного вывода МУ110-224.16Р",13800,16560,"2",14,8538909200,24]
["2023-06-07T16:16:40.813",87077,"МУ210-403",null,"Модуль дискретного вывода МУ210-403",24150,28980,"36",9,8538909200,24]
["2023-06-07T16:16:40.813",36395,"НПТ-2.45.1.2",null,"Преобразователь измерительный (ТХА, 0…+1000 С) НПТ-2.45.1.2",4220,5064,"3",10,9031803800,24]
["2023-06-07T16:16:40.813",56885,"ПД100-ДА0,4-115-0,25-ЕХD",null,"Преобразователь давления измерительный ПД100-ДА0,4-115-0,25-Exd",30370,36444,"999",1,9026900000,24]
["2023-06-07T16:16:40.813",101204,"ПД100-ДИ0,01-115-1,5-ЕХD",null,"Преобразователь давления измерительный ПД100-ДИ0,01-115-1,5-ЕХD",27830,33396,"999",1,9026900000,24]
["2023-06-07T16:16:40.813",48353,"ПД100-ДИ0,04-115-0,5",null,"Преобразователь давления измерительный ПД100-ДИ0,04-115-0,5",26560,31872,"999",1,9026900000,24]
["2023-06-07T16:16:40.813",48819,"ПД100-ДИ10,0-115-0,5",null,"Преобразователь давления измерительный ПД100-ДИ10,0-115-0,5",26560,31872,"20",23,9026900000,24]
["2023-06-07T16:16:40.813",130876,"ПД100-ДИ60,0-115-0,5",null,"Преобразователь давления измерительный ПД100-ДИ60,0-115-0,5",26560,31872,"20",1,9026900000,24]
["2023-06-07T16:16:40.813",107971,"ПД100-ДИ1,0-185-0,5-ЕХD",null,"Преобразователь давления измерительный ПД100-ДИ1,0-185-0,5-ЕХD",32890,39468,"999",1,9026900000,24]
["2023-06-07T16:16:40.813",98285,"ПД100-ДИ1,6-175-0,25",null,"Преобразователь давления измерительный ПД100-ДИ1,6-175-0,25",27830,33396,"999",1,9026900000,24]
["2023-06-07T16:16:40.813",42579,"ПД100-ДИ0,1-111-1,0",null,"Преобразователь давления измерительный ПД100-ДИ0,1-111-1,0",5200,6240,"7",113,9026900000,24]
["2023-06-07T16:16:40.813",42574,"ПД100-ДИ1,6-111-0,5",null,"Преобразователь давления измерительный ПД100-ДИ1,6-111-0,5",5200,6240,"7",1000,9026900000,24]
["2023-06-07T16:16:40.813",46991,"ПД100-ДИ25,0-171-0,5",null,"Преобразователь давления измерительный ПД100-ДИ25,0-171-0,5",6800,8160,"20",113,9026900000,24]
["2023-06-07T16:16:40.813",45479,"ПД100-ДИ0,04-181-0,5",null,"Преобразователь давления измерительный ПД100-ДИ0,04-181-0,5",5700,6840,"7",110,9026900000,24]
["2023-06-07T16:16:40.813",45634,"ПД100-ДИ0,25-311-1,0",null,"Преобразователь давления измерительный ПД100-ДИ0,25-311-1,0",3300,3960,"7",70,9026900000,24]
["2023-06-07T16:16:40.813",48907,"ПД100-ДИ0,4-371-1,0",null,"Преобразователь давления измерительный ПД100-ДИ0,4-371-1,0",3300,3960,"7",70,9026900000,24]
["2023-06-07T16:16:40.813",109514,"ПД100-ДИ0,4-381-0,5",null,"Преобразователь давления измерительный ПД100-ДИ0,4-381-0,5",4000,4800,"7",70,9026900000,24]
["2023-06-07T16:16:40.813",69773,"ПД100И-ДИВ0,5-175-0,5-ЕХD",null,"Преобразователь давления измерительный ПД100И-ДИВ0,5-175-0,5-Exd",34420,41304,"999",1,9026900000,24]
["2023-06-07T16:16:40.813",56505,"ПД100И-ДИ2,5-111-0,5",null,"Преобразователь давления измерительный ПД100И-ДИ2,5-111-0,5",8235,9882,"10",385,9026900000,24]
["2023-06-07T16:16:40.813",66906,"ПД100И-ДИВ0,15-111-0,5",null,"Преобразователь давления измерительный ПД100И-ДИВ0,15-111-0,5",8235,9882,"10",1,9026900000,24]
["2023-06-07T16:16:40.813",97360,"ПД100И-ДА1,6-113-0,25-R",null,"Преобразователь давления измерительный ПД100И-ДА1,6-113-0,25-R",26050,31260,"999",1,9026900000,24]
["2023-06-07T16:16:40.813",96644,"ПД100И-ДИ0,4-113-0,25-R",null,"Преобразователь давления измерительный ПД100И-ДИ0,4-113-0,25-R",26050,31260,"999",1,9026900000,24]
["2023-06-07T16:16:40.813",63850,"ПД100И-ДА0,4-171-0,25",null,"Преобразователь давления измерительный ПД100И-ДА0,4-171-0,25",9045,10854,"45",9,9026900000,24]
["2023-06-07T16:16:40.813",64203,"ПД100И-ДИ0,06-171-0,25",null,"Преобразователь давления измерительный ПД100И-ДИ0,06-171-0,25",9045,10854,"10",280,9026900000,24]
["2023-06-07T16:16:40.813",64927,"ПД100И-ДИВ2,4-171-0,5",null,"Преобразователь давления измерительный ПД100И-ДИВ2,4-171-0,5",8235,9882,"10",385,9026900000,24]
["2023-06-07T16:16:40.813",122543,"ПД100И-ДИ0,6-173-0,25-R","М22","Преобразователь давления измерительный ПД100И-ДИ0,6-173-0,25-R",13905,16686,"999",1,9026900000,24]
["2023-06-07T16:16:40.813",109838,"ПД100И-ДИ1,6-173-0,5-R",null,"Преобразователь давления измерительный ПД100И-ДИ1,6-173-0,5-R",23780,28536,"999",1,9026900000,24]
["2023-06-07T16:16:40.813",80120,"ПД100И-ДИ0,04-181-0,25",null,"Преобразователь давления измерительный ПД100И-ДИ0,04-181-0,25",9045,10854,"10",280,9026900000,24]
["2023-06-07T16:16:40.813",115001,"ПД100И-ДА0,6-183-0,5-R",null,"Преобразователь давления измерительный ПД100И-ДА0,6-183-0,5-R",23780,28536,"999",1,9026900000,24]
["2023-06-07T16:16:40.813",96446,"ПД100И-ДИ0,4-183-0,25-R",null,"Преобразователь давления измерительный ПД100И-ДИ0,4-183-0,25-R",26050,31260,"999",1,9026900000,24]
["2023-06-07T16:16:40.813",122735,"ПД100И-ДВ0,0016-811-0,5","М22","Преобразователь давления измерительный ПД100И-ДВ0,0016-811-0,5",8235,9882,"999",1,9026900000,24]
["2023-06-07T16:16:40.813",122819,"ПД100И-ДВ0,016-811-0,5-ЕХI","М22","Преобразователь давления измерительный ПД100И-ДВ0,004-811-0,5-Exi",8235,9882,"999",1,9026900000,24]
["2023-06-07T16:16:40.813",76182,"ПД100И-ДИ0,0016-811-0,5",null,"Преобразователь давления измерительный ПД100И-ДИ0,0016-811-0,5",15430,18516,"10",150,9026900000,24]
["2023-06-07T16:16:40.813",86809,"ПД100И-ДИ0,016-811-0,25",null,"Преобразователь давления измерительный ПД100И-ДИ0,016-811-0,25",16940,20328,"10",1,9026900000,24]
["2023-06-07T16:16:40.813",81623,"ПД100И-ДИ0,01-811-0,5-ЕХI",null,"Преобразователь давления измерительный ПД100И-ДИ0,01-811-0,5-ЕХI",17280,20736,"10",10,9026900000,24]
["2023-06-07T16:16:40.813",122845,"ПД100И-ДИ0,06-811-0,25-ЕХI","М22","Преобразователь давления измерительный ПД100И-ДИ0,06-811-0,25-ЕХI",9045,10854,"999",1,9026900000,24]
["2023-06-07T16:16:40.813",122779,"ПД100И-ДИВ0,00125-811-0,5","М22","Преобразователь давления измерительный ПД100И-ДИВ0,00125-811-0,5",8235,9882,"999",1,9026900000,24]
["2023-06-07T16:16:40.813",104683,"ПД100И-ДИВ0,08-811-0,5-ЕХI",null,"Преобразователь давления измерительный ПД100И-ДИВ0,08-811-0,5-ЕХI",17280,20736,"По запросу",1,9026900000,24]
["2023-06-07T16:16:40.813",78748,"ПД100И-ДВ0,0025-871-0,5",null,"Преобразователь давления измерительный ПД100И-ДВ0,0025-871-0,5",15430,18516,"10",73,9026900000,24]
["2023-06-07T16:16:40.813",74445,"ПД100И-ДИ0,006-871-0,5",null,"Преобразователь давления измерительный ПД100И-ДИ0,006-871-0,5",15430,18516,"10",73,9026900000,24]
["2023-06-07T16:16:40.813",81624,"ПД100И-ДИ0,01-871-0,25-ЕХI",null,"Преобразователь давления измерительный ПД100И-ДИ0,01-871-0,25-Exi",18980,22776,"По запросу",1,9026900000,24]
["2023-06-07T16:16:40.813",111696,"ПД100И-ДИ0,06-871-0,25-ЕХI",null,"Преобразователь давления измерительный ПД100И-ДИ0,06-871-0,25-ЕХI",18980,22776,"10",10,9026900000,24]
["2023-06-07T16:16:40.813",122898,"ПД100И-ДИВ0,02-871-0,25","М22","Преобразователь давления измерительный ПД100И-ДИВ0,02-871-0,25",9045,10854,"999",1,9026900000,24]
["2023-06-07T16:16:40.813",134512,"ПД100И-ДВ0,016-881-0,5-ЕХI",null,"Преобразователь давления измерительный ПД100И-ДВ0,016-881-0,5-ЕХI",17280,20736,"10",10,9026900000,24]
["2023-06-07T16:16:40.813",122934,"ПД100И-ДИ0,004-881-0,5","М22","Преобразователь давления измерительный ПД100И-ДИ0,004-881-0,5",8235,9882,"999",1,9026900000,24]
["2023-06-07T16:16:40.813",110516,"ПД100И-ДИВ0,0125-881-0,25",null,"Преобразователь давления измерительный ПД100И-ДИВ0,0125-881-0,25",16940,20328,"По запросу",1,9026900000,24]
["2023-06-07T16:16:40.813",83397,"ПД100И-ДИ0,04-141-0,25",null,"Преобразователь давления измерительный ПД100И-ДИ0,04-141-0,25",18460,22152,"999",1,9026900000,24]
["2023-06-07T16:16:40.813",83058,"ПД100И-ДИ2,5-141-0,25",null,"Преобразователь давления измерительный ПД100И-ДИ2,5-141-0,25",18460,22152,"999",1,9026900000,24]
["2023-06-07T16:16:40.813",122355,"ПД100И-ДИВ0,03-141-1,5","М22","Преобразователь давления измерительный ПД100И-ДИВ0,03-141-1,5",9045,10854,"999",1,9026900000,24]
["2023-06-07T16:16:40.813",118498,"ПД100И-ДИ0,25-177-0,25.20",null,"Преобразователь давления измерительный ПД100И-ДИ0,25-177-0,25.20",42240,50688,"999",1,9026900000,24]
["2023-06-07T16:16:40.813",123682,"ПД100И-ДИ0,6-177-0,5.10","М22","Преобразователь давления измерительный ПД100И-ДИ0,6-177-0,5.10",18562,22274.400000000001,"999",1,9026900000,24]
["2023-06-07T16:16:40.813",123698,"ПД100И-ДВ0,1-187-0,5.5","М22","Преобразователь давления измерительный ПД100И-ДВ0,1-187-0,5.5",16632,19958.400000000001,"999",1,9026900000,24]
["2023-06-07T16:16:40.813",108091,"ПД100И-ДГ0,016-167-1,5.14",null,"Преобразователь давления измерительный ПД100И-ДГ0,016-167-1,5.14",19160,22992,"По запросу",1,9026900000,24]
["2023-06-07T16:16:40.813",121196,"ПД100И-ДГ0,025-167-1,5.9",null,"Преобразователь давления измерительный ПД100И-ДГ0,025-167-1,5.9",17210,20652,"По запросу",1,9026900000,24]
["2023-06-07T16:16:40.813",90766,"ПД100И-ДГ0,04-167-0,5.2",null,"Преобразователь давления измерительный ПД100И-ДГ0,04-167-0,5.2",15380,18456,"По запросу",1,9026900000,24]
["2023-06-07T16:16:40.813",82321,"ПД100И-ДГ0,04-167-0,5.6",null,"Преобразователь давления измерительный ПД100И-ДГ0,04-167-0,5.6",16940,20328,"15",80,9026900000,24]
["2023-06-07T16:16:40.813",92587,"ПД100И-ДГ0,06-167-0,5.65",null,"Преобразователь давления измерительный ПД100И-ДГ0,06-167-0,5.65",39950,47940,"По запросу",1,9026900000,24]
["2023-06-07T16:16:40.813",125389,"ПД100И-ДГ0,1-167-0,25.9",null,"Преобразователь давления измерительный ПД100И-ДГ0,1-167-0,25.9",18310,21972,"По запросу",1,9026900000,24]
["2023-06-07T16:16:40.813",91385,"ПД100И-ДГ0,1-167-0,5.150",null,"Преобразователь давления измерительный ПД100И-ДГ0,1-167-0,5.150",73100,87720,"15",7,9026900000,24]
["2023-06-07T16:16:40.813",85000,"ПД100И-ДГ0,1-167-0,5.8",null,"Преобразователь давления измерительный ПД100И-ДГ0,1-167-0,5.8",17720,21264,"По запросу",1,9026900000,24]
["2023-06-07T16:16:40.813",85682,"ПД100И-ДГ0,16-167-0,5.31",null,"Преобразователь давления измерительный ПД100И-ДГ0,16-167-0,5.31",26690,32028,"По запросу",1,9026900000,24]
["2023-06-07T16:16:40.813",107453,"ПД100И-ДГ0,25-167-0,25.110",null,"Преобразователь давления измерительный ПД100И-ДГ0,25-167-0,25.110",57700,69240,"По запросу",1,9026900000,24]
["2023-06-07T16:16:40.813",130659,"ПД100И-ДГ0,25-167-0,5.125",null,"Преобразователь давления измерительный ПД100И-ДГ0,25-167-0,5.125",63350,76020,"По запросу",1,9026900000,24]
["2023-06-07T16:16:40.813",107772,"ПД100И-ДГ0,4-167-0,5.150",null,"Преобразователь давления измерительный ПД100И-ДГ0,4-167-0,5.150",73100,87720,"По запросу",1,9026900000,24]
["2023-06-07T16:16:40.813",86952,"ПД100И-ДГ0,6-167-0,25.100",null,"Преобразователь давления измерительный ПД100И-ДГ0,6-167-0,25.100",53800,64560,"15",10,9026900000,24]
["2023-06-07T16:16:40.813",83361,"ПД100И-ДГ0,6-167-0,5.15",null,"Преобразователь давления измерительный ПД100И-ДГ0,6-167-0,5.15",20450,24540,"По запросу",1,9026900000,24]
["2023-06-07T16:16:40.813",125315,"ПД100И-ДГ1,0-167-0,5.16",null,"Преобразователь давления измерительный ПД100И-ДГ1,0-167-0,5.16",20840,25008,"По запросу",1,9026900000,24]
["2023-06-07T16:16:40.813",86437,"ПД100И-ДГ1,6-167-0,5.120",null,"Преобразователь давления измерительный ПД100И-ДГ1,6-167-0,5.120",61400,73680,"По запросу",1,9026900000,24]
["2023-06-07T16:16:40.813",123643,"ПД100И-ДИ0,06-117-0,5.8","М22","Преобразователь давления измерительный ПД100И-ДИ0,06-117-0,5.8",17790,21348,"999",1,9026900000,24]
["2023-06-07T16:16:40.813",125784,"ПД100И-ДИ1,6-147-0,5.5",null,"Преобразователь давления измерительный ПД100И-ДИ1,6-147-0,5.5",31160,37392,"999",1,9026900000,24]
["2023-06-07T16:16:40.813",57870,"ПД150-ДВ100К-809-0,5-1-Р",null,"Преобразователь давления измерительный ПД150-ДВ100К-809-0,5-1-Р",13500,16200,"5",1,9026202000,24]
["2023-06-07T16:16:40.813",61487,"ПД150-ДВ2,5К-809-0,5-1-Р-R",null,"Преобразователь давления измерительный ПД150-ДВ2,5К-809-0,5-1-Р-R",13500,16200,"5",1,9026202000,24]
["2023-06-07T16:16:40.813",64107,"ПД150-ДВ60,0К-809-0,5-1-Р-R",null,"Преобразователь давления измерительный ПД150-ДВ60,0К-809-0,5-1-Р-R",13500,16200,"По запросу",1,9026202000,24]
["2023-06-07T16:16:40.813",74044,"ПД150-ДИВ20,0К-809-0,5-1-Р",null,"Преобразователь давления измерительный ПД150-ДИВ20,0К-809-0,5-1-Р",13500,16200,"5",1,9026202000,24]
["2023-06-07T16:16:40.813",67098,"ПД150-ДИВ500П-899-1,5-1-Р",null,"Преобразователь давления измерительный ПД150-ДИВ500П-899-1,5-1-Р",13500,16200,"5",1,9026202000,24]
["2023-06-07T16:16:40.813",67374,"ПД150-ДИВ80,0К-899-0,5-1-Р",null,"Преобразователь давления измерительный ПД150-ДИВ80,0К-899-0,5-1-Р",13500,16200,"5",1,9026202000,24]
["2023-06-07T16:16:40.813",71006,"ПД150-ДД16,0К-899-0,5-1-Р-R",null,"Преобразователь давления измерительный ПД150-ДД16,0К-899-0,5-1-Р-R",13500,16200,"5",1,9026202000,24]
["2023-06-07T16:16:40.813",66137,"ПД150-ДД400П-809-1,5-1-Р-R",null,"Преобразователь давления измерительный ПД150-ДД400П-809-1,5-1-Р-R",13500,16200,"5",1,9026202000,24]
["2023-06-07T16:16:40.813",59875,"ПД150-ДИ1,6К-899-0,5-1-Р-R",null,"Преобразователь давления измерительный ПД150-ДИ1,6К-899-0,5-1-Р-R",13500,16200,"5",1,9026202000,24]
["2023-06-07T16:16:40.813",52991,"ПД150-ДИ10,0К-899-0,5-1-Р-R",null,"Преобразователь давления измерительный ПД150-ДИ10,0К-899-0,5-1-Р-R",13500,16200,"5",1,9026202000,24]
["2023-06-07T16:16:40.813",82213,"ПД150-ДИ25,0К-899-0,25-1-Р",null,"Преобразователь давления измерительный ПД150-ДИ25,0К-899-0,25-1-Р",14670,17604,"5",1,9026202000,24]
["2023-06-07T16:16:40.813",60201,"ПД150-ДИ60,0К-899-0,5-1-Р",null,"Преобразователь давления измерительный ПД150-ДИ60,0К-899-0,5-1-Р",13500,16200,"5",1,9026202000,24]
["2023-06-07T16:16:40.813",124136,"ПД180-ДИ0,1-0,25-ST-21-И1-А1","М22","Преобразователь давления измерительный ПД180-ДИ0,1-0,25-ST-21-И1-А1",15255,18306,"999",1,9026900000,24]
["2023-06-07T16:16:40.813",110853,"ПД180-ДИ1,6-0,5-ST-21-И1-А1",null,"Преобразователь давления измерительный ПД180-ДИ1,6-0,5-ST-21-И1-А1",28080,33696,"5",1,9026900000,24]
["2023-06-07T16:16:40.813",124146,"ПД180-ДИВ0,15-0,25-ST-32-И1-А1","М22","Преобразователь давления измерительный ПД180-ДИВ0,15-0,25-ST-32-И1-А1",15255,18306,"999",1,9026900000,24]
["2023-06-07T16:16:40.813",112535,"ПД180-ДИВ0,15-0,5-ST-34-И1-А1",null,"Преобразователь давления измерительный ПД180-ДИВ0,15-0,5-ST-34-И1-А1",29600,35520,"999",1,9026900000,24]
["2023-06-07T16:16:40.813",124221,"ПД180-ДИВ0,9-0,25-ST-34-И1-А1","М22","Преобразователь давления измерительный ПД180-ДИВ0,9-0,25-ST-34-И1-А1",16200,19440,"999",1,9026900000,24]
["2023-06-07T16:16:40.813",104078,"ПД180-ДИ0,06-0,25-ST-32-И1-А1",null,"Преобразователь давления измерительный ПД180-ДИ0,06-0,25-ST-32-И1-А1",28590,34308,"999",1,9026900000,24]
["2023-06-07T16:16:40.813",122978,"ПД180-ДИ0,4-0,25-ST-33-И1-А1","М22","Преобразователь давления измерительный ПД180-ДИ0,4-0,25-ST-33-И1-А1",16200,19440,"999",1,9026900000,24]
["2023-06-07T16:16:40.813",104092,"ПД180-ДИ1,6-0,25-ST-34-И1-А1",null,"Преобразователь давления измерительный ПД180-ДИ1,6-0,25-ST-34-И1-А1",30370,36444,"999",1,9026900000,24]
["2023-06-07T16:16:40.813",124102,"ПД180-ДИ0,1-0,5-ST-31-И1-А1","М22","Преобразователь давления измерительный ПД180-ДИ0,1-0,5-ST-31-И1-А1",14985,17982,"999",1,9026900000,24]
["2023-06-07T16:16:40.813",124208,"ПД180-ДИ0,16-0,5-ST-33-И1-А1","М22","Преобразователь давления измерительный ПД180-ДИ0,16-0,5-ST-33-И1-А1",15795,18954,"999",1,9026900000,24]
["2023-06-07T16:16:40.813",116647,"ПД180-ДИ0,25-0,5-ST-33-И1-А1",null,"Преобразователь давления измерительный ПД180-ДИ0,25-0,5-ST-33-И1-А1",29600,35520,"По запросу",1,9026900000,24]
["2023-06-07T16:16:40.813",116667,"ПД180-ДИ1,0-0,5-ST-34-И1-А1",null,"Преобразователь давления измерительный ПД180-ДИ1,0-0,5-ST-34-И1-А1",29600,35520,"5",1,9026900000,24]
["2023-06-07T16:16:40.813",124173,"ПД180-ДИ1,6-0,5-ST-23-И1-А1","М22","Преобразователь давления измерительный ПД180-ДИ1,6-0,5-ST-23-И1-А1",15795,18954,"999",1,9026900000,24]
["2023-06-07T16:16:40.813",53558,"ПД200-ДД0,007-155-0,25-2-Н-ЕХD",null,"Преобразователь давления измерительный ПД200-ДД0,007-155-0,25-2-Н-ЕХD",48000,57600,"30",20,9026900000,24]
["2023-06-07T16:16:40.813",66961,"ПД200-ДИ0,1-315-0,25-2-Н",null,"Преобразователь давления измерительный ПД200-ДИ0,1-315-0,25-2-Н",38000,45600,"5",1,9026900000,24]
["2023-06-07T16:16:40.813",129752,"ПДУ-1.1.100/17","М01","Датчик уровня поплавковый ПДУ-1.1.100/17",4342,5211,"5",156,9026900000,24]
["2023-06-07T16:16:40.813",130618,"ПДУ-1.1.150.К/15","М01","Датчик уровня поплавковый ПДУ-1.1.150.К/15",4063,4876,"5",1,9026900000,24]
["2023-06-07T16:16:40.813",118988,"ПДУ-1.1.200.К/1","М01","Датчик уровня поплавковый ПДУ-1.1.200.К/1",2110,2532,"5",90,9026900000,24]
["2023-06-07T16:16:40.813",124529,"ПДУ-1.1.250/6","М01","Датчик уровня поплавковый ПДУ-1.1.250/6",2808,3369,"5",425,9026900000,24]
["2023-06-07T16:16:40.813",117829,"ПДУ-1.1.400/1","М01","Датчик уровня поплавковый ПДУ-1.1.400/1",2110,2532,"5",66,9026900000,24]
["2023-06-07T16:16:40.813",126708,"ПДУ-1.1.500/25","М01","Датчик уровня поплавковый ПДУ-1.1.500/25",5458,6550,"5",1,9026900000,24]
["2023-06-07T16:16:40.813",119505,"ПДУ-1.2.1000.К.500.К/1","М01","Датчик уровня поплавковый ПДУ-1.2.1000.К.500.К/1",3069,3682,"5",1,9026900000,24]
["2023-06-07T16:16:40.813",133645,"ПДУ-1.2.1600.200.К/1-ЕХ","М01","Датчик уровня поплавковый ПДУ-1.2.1600.200.К/1-ЕХ",4306,5167.2,"5",1,9026900000,24]
["2023-06-07T16:16:40.813",126331,"ПДУ-1.2.250.150/16","М01","Датчик уровня поплавковый ПДУ-1.2.250.150/16",5701,6841,"5",1,9026900000,24]
["2023-06-07T16:16:40.813",133345,"ПДУ-1.2.300.К.150.К/2","М01","Датчик уровня поплавковый ПДУ-1.2.300.К.150.К/2",2929,3514.8,"14",66,9026900000,24]
["2023-06-07T16:16:40.813",131028,"ПДУ-1.2.500.К.200.К/5","М01","Датчик уровня поплавковый ПДУ-1.2.500.К.200.К/5",3523,4228,"5",1,9026900000,24]
["2023-06-07T16:16:40.813",118628,"ПДУ-1.2.700.К.100.К/1","М01","Датчик уровня поплавковый ПДУ-1.2.700.К.100.К/1",3069,3682,"5",1,9026900000,24]
["2023-06-07T16:16:40.813",119000,"ПДУ-2.1.100.К/5","М01","Датчик уровня поплавковый ПДУ-2.1.100.К/5",2668,3202,"5",519,9026900000,24]
["2023-06-07T16:16:40.813",118798,"ПДУ-2.1.100/5","М01","Датчик уровня поплавковый ПДУ-2.1.100/5",2668,3202,"5",519,9026900000,24]
["2023-06-07T16:16:40.813",136002,"ПДУ-2.1.1200.К/5","М01","Датчик уровня поплавковый ПДУ-2.1.1200.К/5",3509,4210.8,"5",50,9026900000,24]
["2023-06-07T16:16:40.813",121479,"ПДУ-2.1.1350/1","М01","Датчик уровня поплавковый ПДУ-2.1.1350/1",2952,3542,"5",474,9026900000,24]
["2023-06-07T16:16:40.813",118005,"ПДУ-2.1.150/8","М01","Датчик уровня поплавковый ПДУ-2.1.150/8",3087,3704,"5",327,9026900000,24]
["2023-06-07T16:16:40.813",133500,"ПДУ-2.1.1600/8","М01","Датчик уровня поплавковый ПДУ-2.1.1600/8",3926,4711.2,"5",278,9026900000,24]
["2023-06-07T16:16:40.813",119349,"ПДУ-2.1.1900/4","М01","Датчик уровня поплавковый ПДУ-2.1.1900/4",3370,4044,"5",1,9026900000,24]
["2023-06-07T16:16:40.813",127170,"ПДУ-2.1.200/1-ЕХ","М01","Датчик уровня поплавковый ПДУ-2.1.200/1-ЕХ",2502,3002,"5",1000,9026900000,24]
["2023-06-07T16:16:40.813",135451,"ПДУ-2.1.250/30-ЕХ","М01","Датчик уровня поплавковый ПДУ-2.1.250/30-ЕХ",6538,7845.6,"5",89,9026900000,24]
["2023-06-07T16:16:40.813",130985,"ПДУ-2.1.2500/65-ЕХ","М01","Датчик уровня поплавковый ПДУ-2.1.2500/65-ЕХ",12042,14450,"5",1,9026900000,24]
["2023-06-07T16:16:40.813",132784,"ПДУ-2.1.350.К/20-ЕХ","М01","Датчик уровня поплавковый ПДУ-2.1.350.К/20-ЕХ",5725,6870,"5",1,9026900000,24]
["2023-06-07T16:16:40.813",121357,"ПДУ-2.1.400/3","М01","Датчик уровня поплавковый ПДУ-2.1.400/3",2389,2867,"5",774,9026900000,24]
["2023-06-07T16:16:40.813",130579,"ПДУ-2.1.50.К/70-ЕХ","М01","Датчик уровня поплавковый ПДУ-2.1.50.К/70-ЕХ",12127,14553,"5",1,9026900000,24]
["2023-06-07T16:16:40.813",128320,"ПДУ-2.1.50/60","М01","Датчик уровня поплавковый ПДУ-2.1.50/60",10341,12409,"5",1,9026900000,24]
["2023-06-07T16:16:40.813",129460,"ПДУ-2.1.600.К/1","М01","Датчик уровня поплавковый ПДУ-2.1.600.К/1",2502,3002,"5",1000,9026900000,24]
["2023-06-07T16:16:40.813",117801,"ПДУ-2.1.700/3","М01","Датчик уровня поплавковый ПДУ-2.1.700/3",2781,3337,"5",712,9026900000,24]
["2023-06-07T16:16:40.813",118780,"ПДУ-2.1.700/4","М01","Датчик уровня поплавковый ПДУ-2.1.700/4",2920,3504,"5",563,9026900000,24]
["2023-06-07T16:16:40.813",118883,"ПДУ-2.1.900/20","М01","Датчик уровня поплавковый ПДУ-2.1.900/20",5152,6183,"5",1,9026900000,24]
["2023-06-07T16:16:40.813",127250,"ПДУ-2.2.100.К.50.К/10-ЕХ","М01","Датчик уровня поплавковый ПДУ-2.2.100.К.50.К/10-ЕХ",4963,5956,"5",1,9026900000,24]
["2023-06-07T16:16:40.813",128491,"ПДУ-2.2.1000.К.200/1","М01","Датчик уровня поплавковый ПДУ-2.2.1000.К.200/1",3069,3682,"5",1,9026900000,24]
["2023-06-07T16:16:40.813",129479,"ПДУ-2.2.1100.300/3","М01","Датчик уровня поплавковый ПДУ-2.2.1100.300/3",3915,4698,"14",91,9026900000,24]
["2023-06-07T16:16:40.813",129715,"ПДУ-2.2.1200.К.100/10","М01","Датчик уровня поплавковый ПДУ-2.2.1200.К.100/10",5301,6361,"14",34,9026900000,24]
["2023-06-07T16:16:40.813",127343,"ПДУ-2.2.1400.1100/10-ЕХ","М01","Датчик уровня поплавковый ПДУ-2.2.1400.1100/10-ЕХ",6088,7306,"5",1,9026900000,24]
["2023-06-07T16:16:40.813",119302,"ПДУ-2.2.1450.200/1","М01","Датчик уровня поплавковый ПДУ-2.2.1450.200/1",3519,4222,"14",150,9026900000,24]
["2023-06-07T16:16:40.813",127252,"ПДУ-2.2.150.50/1-ЕХ","М01","Датчик уровня поплавковый ПДУ-2.2.150.50/1-ЕХ",3181,3817,"14",310,9026900000,24]
["2023-06-07T16:16:40.813",131522,"ПДУ-2.2.1500.К.700.К/15","М01","Датчик уровня поплавковый ПДУ-2.2.1500.К.700.К/15",6291,7549,"14",23,9026900000,24]
["2023-06-07T16:16:40.813",118385,"ПДУ-2.2.1650.К.150/1","М01","Датчик уровня поплавковый ПДУ-2.2.1650.К.150/1",3519,4222,"14",139,9026900000,24]
["2023-06-07T16:16:40.813",123861,"ПДУ-2.2.1800.1200/1","М01","Датчик уровня поплавковый ПДУ-2.2.1800.1200/1",3519,4222,"14",132,9026900000,24]
["2023-06-07T16:16:40.813",132085,"ПДУ-2.2.1850.1450/1","М01","Датчик уровня поплавковый ПДУ-2.2.1850.1450/1",3519,4222,"5",1,9026900000,24]
["2023-06-07T16:16:40.813",130394,"ПДУ-2.2.200.50/5-ЕХ","М01","Датчик уровня поплавковый ПДУ-2.2.200.50/5-ЕХ",3973,4768,"14",72,9026900000,24]
["2023-06-07T16:16:40.813",134337,"ПДУ-2.2.200.К.50/3","М01","Датчик уровня поплавковый ПДУ-2.2.200.К.50/3",3127,3752.4,"14",116,9026900000,24]
["2023-06-07T16:16:40.813",117821,"ПДУ-2.2.2200.1750/6","М01","Датчик уровня поплавковый ПДУ-2.2.2200.1750/6",5296,6355,"14",46,9026900000,24]
["2023-06-07T16:16:40.813",120914,"ПДУ-2.2.250.150/9","М01","Датчик уровня поплавковый ПДУ-2.2.250.150/9",4315,5178,"5",1,9026900000,24]
["2023-06-07T16:16:40.813",131936,"ПДУ-2.2.2500.600/3","М01","Датчик уровня поплавковый ПДУ-2.2.2500.600/3",4702,5643,"14",68,9026900000,24]
["2023-06-07T16:16:40.813",119607,"ПДУ-2.2.300.100/5","М01","Датчик уровня поплавковый ПДУ-2.2.300.100/5",3523,4228,"14",70,9026900000,24]
["2023-06-07T16:16:40.813",135389,"ПДУ-2.2.350.150/3-ЕХ","М01","Датчик уровня поплавковый ПДУ-2.2.350.150/3-ЕХ",3576,4291.2,"14",111,9026900000,24]
["2023-06-07T16:16:40.813",119067,"ПДУ-2.2.400.100/3","М01","Датчик уровня поплавковый ПДУ-2.2.400.100/3",3127,3753,"14",109,9026900000,24]
["2023-06-07T16:16:40.813",125710,"ПДУ-2.2.450.100.К/1","М01","Датчик уровня поплавковый ПДУ-2.2.450.100.К/1",2731,3277,"14",249,9026900000,24]
["2023-06-07T16:16:40.813",125767,"ПДУ-2.2.450.250/10","М01","Датчик уровня поплавковый ПДУ-2.2.450.250/10",4513,5416,"14",36,9026900000,24]
["2023-06-07T16:16:40.813",127297,"ПДУ-2.2.500.200/15-ЕХ","М01","Датчик уровня поплавковый ПДУ-2.2.500.200/15-ЕХ",5953,7144,"5",1,9026900000,24]
["2023-06-07T16:16:40.813",131688,"ПДУ-2.2.550.350/10","М01","Датчик уровня поплавковый ПДУ-2.2.550.350/10",4851,5821,"14",36,9026900000,24]
["2023-06-07T16:16:40.813",130287,"ПДУ-2.2.600.150/6","М01","Датчик уровня поплавковый ПДУ-2.2.600.150/6",4059,4870,"14",57,9026900000,24]
["2023-06-07T16:16:40.813",120907,"ПДУ-2.2.600.К.500.К/1","М01","Датчик уровня поплавковый ПДУ-2.2.600.К.500.К/1",3069,3682,"14",226,9026900000,24]
["2023-06-07T16:16:40.813",134249,"ПДУ-2.2.700.350/1-ЕХ","М01","Датчик уровня поплавковый ПДУ-2.2.700.350/1-ЕХ",3798,4557.6000000000004,"5",1,9026900000,24]
["2023-06-07T16:16:40.813",126747,"ПДУ-2.2.750.350/4","М01","Датчик уровня поплавковый ПДУ-2.2.750.350/4",3663,4395,"14",78,9026900000,24]
["2023-06-07T16:16:40.813",131428,"ПДУ-2.2.800.100/2","М01","Датчик уровня поплавковый ПДУ-2.2.800.100/2",3267,3920,"14",132,9026900000,24]
["2023-06-07T16:16:40.813",136064,"ПДУ-2.2.900.К.100.К/1","М01","Датчик уровня поплавковый ПДУ-2.2.900.К.100.К/1",3069,3682.8,"14",1,9026900000,24]
["2023-06-07T16:16:40.813",131072,"ПДУ-2Н.1.1100.G1",null,"Датчик уровня поплавковый ПДУ-2Н.1.1100.G1",2979,3574,"5",120,9026900000,24]
["2023-06-07T16:16:40.813",125375,"ПДУ-2Н.1.250.К.G1",null,"Датчик уровня поплавковый ПДУ-2Н.1.250.К.G1",2137,2565,"5",120,9026900000,24]
["2023-06-07T16:16:40.813",133269,"ПДУ-2Н.2.1300.50.G1",null,"Датчик уровня поплавковый ПДУ-2Н.2.1300.50.G1",3487,4184.3999999999996,"14",120,9026900000,24]
["2023-06-07T16:16:40.813",133188,"ПДУ-2Н.2.1800.1600.G1",null,"Датчик уровня поплавковый ПДУ-2Н.2.1800.1600.G1",3487,4184.3999999999996,"14",120,9026900000,24]
["2023-06-07T16:16:40.813",119134,"ПДУ-2Н.2.250.К.100.G1",null,"Датчик уровня поплавковый ПДУ-2Н.2.250.К.100.G1",2700,3240,"14",120,9026900000,24]
["2023-06-07T16:16:40.813",131000,"ПДУ-2Н.2.400.100.К.G1",null,"Датчик уровня поплавковый ПДУ-2Н.2.400.100.К.G1",2700,3240,"14",120,9026900000,24]
["2023-06-07T16:16:40.813",126960,"ПДУ-2Н.2.800.100.CL40",null,"Датчик уровня поплавковый ПДУ-2Н.2.800.100.CL40",3433,4120,"14",36,9026900000,24]
["2023-06-07T16:16:40.813",131494,"ПДУ-3.1.100.К/3-ЕХ","М01","Датчик уровня поплавковый ПДУ-3.1.100.К/3-ЕХ",3726,4471,"5",1,9026900000,24]
["2023-06-07T16:16:40.813",123946,"ПДУ-3.1.100/40","М01","Датчик уровня поплавковый ПДУ-3.1.100/40",8334,10000,"5",1,9026900000,24]
["2023-06-07T16:16:40.813",127361,"ПДУ-3.1.150.К/3-ЕХ","М01","Датчик уровня поплавковый ПДУ-3.1.150.К/3-ЕХ",3726,4471,"5",1,9026900000,24]
["2023-06-07T16:16:40.813",119143,"ПДУ-3.1.200/10","М01","Датчик уровня поплавковый ПДУ-3.1.200/10",4149,4978,"5",86,9026900000,24]
["2023-06-07T16:16:40.813",121185,"ПДУ-3.1.300/1","М01","Датчик уровня поплавковый ПДУ-3.1.300/1",2893,3472,"5",86,9026900000,24]
["2023-06-07T16:16:40.813",134613,"ПДУ-3.1.300/38","М01","Датчик уровня поплавковый ПДУ-3.1.300/38",8043,9651.6,"5",70,9026900000,24]
["2023-06-07T16:16:40.813",119069,"ПДУ-3.1.600/1","М01","Датчик уровня поплавковый ПДУ-3.1.600/1",3402,4082,"5",86,9026900000,24]
["2023-06-07T16:16:40.813",118899,"ПДУ-3.1.700/35","М01","Датчик уровня поплавковый ПДУ-3.1.700/35",8145,9774,"5",1,9026900000,24]
["2023-06-07T16:16:40.813",118980,"ПДУ-3.2.1000.К.500/1","М01","Датчик уровня поплавковый ПДУ-3.2.1000.К.500/1",4194,5032,"14",86,9026900000,24]
["2023-06-07T16:16:40.813",132027,"ПДУ-3.2.1400.350/3","М01","Датчик уровня поплавковый ПДУ-3.2.1400.350/3",5085,6102,"14",86,9026900000,24]
["2023-06-07T16:16:40.813",119146,"ПДУ-3.2.1800.1500/20","М01","Датчик уровня поплавковый ПДУ-3.2.1800.1500/20",8451,10141,"14",17,9026900000,24]
["2023-06-07T16:16:40.813",130594,"ПДУ-3.2.2050.200/1","М01","Датчик уровня поплавковый ПДУ-3.2.2050.200/1",5656,6787,"5",1,9026900000,24]
["2023-06-07T16:16:40.813",128300,"ПДУ-3.2.2700.300/55-ЕХ","М01","Датчик уровня поплавковый ПДУ-3.2.2700.300/55-ЕХ",17032,20439,"5",1,9026900000,24]
["2023-06-07T16:16:40.813",123860,"ПДУ-3.2.300.200/5","М01","Датчик уровня поплавковый ПДУ-3.2.300.200/5",4423,5308,"14",71,9026900000,24]
["2023-06-07T16:16:40.813",124820,"ПДУ-3.2.400.К.250.К/1","М01","Датчик уровня поплавковый ПДУ-3.2.400.К.250.К/1",3631,4357,"5",1,9026900000,24]
["2023-06-07T16:16:40.813",124827,"ПДУ-3.2.450.К.250.К/1","М01","Датчик уровня поплавковый ПДУ-3.2.450.К.250.К/1",3631,4357,"14",86,9026900000,24]
["2023-06-07T16:16:40.813",123799,"ПДУ-3.2.750.100/1","М01","Датчик уровня поплавковый ПДУ-3.2.750.100/1",4194,5032,"14",86,9026900000,24]
["2023-06-07T16:16:40.813",119191,"ПДУ-3.2.850.400.К/5","М01","Датчик уровня поплавковый ПДУ-3.2.850.400.К/5",4986,5983,"14",65,9026900000,24]
["2023-06-07T16:16:40.813",128789,"ПДУ-3.2.900.К.300.К/5","M01","Датчик уровня поплавковый ПДУ-3.2.900.К.300.К/5",4986,5983,"14",64,9026900000,24]
["2023-06-07T16:16:40.813",126782,"ПДУ-3.3.1000.800.500.К/3","М01","Датчик уровня поплавковый ПДУ-3.3.1000.800.500.К/3",5584,6701,"5",1,9026900000,24]
["2023-06-07T16:16:40.813",135990,"ПДУ-3.3.1100.550.250/30","М01","Датчик уровня поплавковый ПДУ-3.3.1100.550.250/30",12896,15475.2,"5",50,9026900000,24]
["2023-06-07T16:16:40.813",132341,"ПДУ-3.3.1200.700.300/5","М01","Датчик уровня поплавковый ПДУ-3.3.1200.700.300/5",6606,7927,"5",86,9026900000,24]
["2023-06-07T16:16:40.813",133658,"ПДУ-3.3.1400.750.150.К/3","М01","Датчик уровня поплавковый ПДУ-3.3.1400.750.150.К/3",6102,7322.4,"5",1,9026900000,24]
["2023-06-07T16:16:40.813",125509,"ПДУ-3.3.1450.К.1100.К.400.К/1","М01","Датчик уровня поплавковый ПДУ-3.3.1450.К.1100.К.400.К/1",5598,6717,"5",86,9026900000,24]
["2023-06-07T16:16:40.813",121655,"ПДУ-3.3.1500.К.450.К.100/7","М01","Датчик уровня поплавковый ПДУ-3.3.1500.К.450.К.100/7",7110,8532,"5",1,9026900000,24]
["2023-06-07T16:16:40.813",120003,"ПДУ-3.3.1650.К.700.К.450.К/1","М01","Датчик уровня поплавковый ПДУ-3.3.1650.К.700.К.450.К/1",5598,6717,"5",1,9026900000,24]
["2023-06-07T16:16:40.813",135475,"ПДУ-3.3.1800.1600.150/1","М01","Датчик уровня поплавковый ПДУ-3.3.1800.1600.150/1",5598,6717.6,"5",1,9026900000,24]
["2023-06-07T16:16:40.813",135289,"ПДУ-3.3.1900.1400.450/60","М01","Датчик уровня поплавковый ПДУ-3.3.1900.1400.450/60",20446,24535.200000000001,"5",1,9026900000,24]
["2023-06-07T16:16:40.813",131208,"ПДУ-3.3.2100.К.1600.К.500.К/5","М01","Датчик уровня поплавковый ПДУ-3.3.2100.К.1600.К.500.К/5",6606,7927,"5",1,9026900000,24]
["2023-06-07T16:16:40.813",126853,"ПДУ-3.3.2150.1000.200/25","М01","Датчик уровня поплавковый ПДУ-3.3.2150.1000.200/25",11646,13975,"5",1,9026900000,24]
["2023-06-07T16:16:40.813",130869,"ПДУ-3.3.2400.К.2300.1650/6","М01","Датчик уровня поплавковый ПДУ-3.3.2400.К.2300.1650/6",6858,8229,"5",83,9026900000,24]
["2023-06-07T16:16:40.813",121224,"ПДУ-3.3.300.200.100/5","М01","Датчик уровня поплавковый ПДУ-3.3.300.200.100/5",5593,6712,"5",86,9026900000,24]
["2023-06-07T16:16:40.813",131469,"ПДУ-3.3.3000.2000.1000/3","М01","Датчик уровня поплавковый ПДУ-3.3.3000.2000.1000/3",6102,7322,"5",1,9026900000,24]
["2023-06-07T16:16:40.813",120925,"ПДУ-3.3.450.200.100/20","М01","Датчик уровня поплавковый ПДУ-3.3.450.200.100/20",9373,11248,"5",41,9026900000,24]
["2023-06-07T16:16:40.813",119224,"ПДУ-3.3.500.300.100/1","М01","Датчик уровня поплавковый ПДУ-3.3.500.300.100/1",4585,5502,"5",86,9026900000,24]
["2023-06-07T16:16:40.813",127732,"ПДУ-3.3.600.500.400/6","М01","Датчик уровня поплавковый ПДУ-3.3.600.500.400/6",6340,7608,"5",86,9026900000,24]
["2023-06-07T16:16:40.813",125585,"ПДУ-3.3.750.500.200/3","М01","Датчик уровня поплавковый ПДУ-3.3.750.500.200/3",5584,6701,"5",1,9026900000,24]
["2023-06-07T16:16:40.813",124740,"ПДУ-3.3.800.500.100/3","М01","Датчик уровня поплавковый ПДУ-3.3.800.500.100/3",5584,6701,"5",86,9026900000,24]
["2023-06-07T16:16:40.813",135143,"ПДУ-3.3.900.300.200/10","М01","Датчик уровня поплавковый ПДУ-3.3.900.300.200/10",7348,8817.6,"5",78,9026900000,24]
["2023-06-07T16:16:40.813",126099,"ПДУ-3Н.1.3000.CL100",null,"Датчик уровня поплавковый ПДУ-3Н.1.3000.CL100",6385,7662,"5",18,9026900000,24]
["2023-06-07T16:16:40.813",121228,"ПДУ-3Н.2.1250.800.G2",null,"Датчик уровня поплавковый ПДУ-3Н.2.1250.800.G2",4743,5691,"14",132,9026900000,24]
["2023-06-07T16:16:40.813",126114,"ПДУ-3Н.2.300.К.200.К.G2",null,"Датчик уровня поплавковый ПДУ-3Н.2.300.К.200.К.G2",3685,4422,"5",1,9026900000,24]
["2023-06-07T16:16:40.813",127645,"ПДУ-RS.1000.10.CL65-ЕХD",null,"Датчик уровня поплавковый ПДУ-RS.1000.10.CL65-ЕХD",32445,38934,"5",1,9026900000,24]
["2023-06-07T16:16:40.813",115126,"ПДУ-RS.1500.5.Ф.65.2,5.01.А",null,"Датчик уровня поплавковый ПДУ-RS.1500.5.Ф.65.2,5.01.А",69600,83520,"23",1,9026900000,24]
["2023-06-07T16:16:40.813",108602,"ПДУ-RS.1750.5.Ф.80.1.01.А-ЕХD",null,"Датчик уровня поплавковый ПДУ-RS.1750.5.Ф.80.1.01.А-ЕХD",94500,113400,"15",1,9026900000,24]
["2023-06-07T16:16:40.813",102739,"ПДУ-RS.2250.5.СL80",null,"Датчик уровня поплавковый ПДУ-RS.2250.5.СL80",54625,65550,"23",1,9026900000,24]
["2023-06-07T16:16:40.813",102677,"ПДУ-RS.2750.5",null,"Датчик уровня поплавковый ПДУ-RS.2750.5",61250,73500,"23",1,9026900000,24]
["2023-06-07T16:16:40.813",108374,"ПДУ-RS.3000.5.Ф.80.1.01.А-ЕХD",null,"Датчик уровня поплавковый ПДУ-RS.3000.5.Ф.80.1.01.А-ЕХD",115000,138000,"15",1,9026900000,24]
["2023-06-07T16:16:40.813",102728,"ПДУ-RS.3500.10.СL80",null,"Датчик уровня поплавковый ПДУ-RS.3500.10.СL80",52225,62670,"23",1,9026900000,24]
["2023-06-07T16:16:40.813",102732,"ПДУ-RS.500.5.СL80",null,"Датчик уровня поплавковый ПДУ-RS.500.5.СL80",24300,29160,"23",1,9026900000,24]
["2023-06-07T16:16:40.813",104753,"ПДУ-И.1000.10.Ф.100.1.01.А-ЕХD",null,"Датчик уровня поплавковый ПДУ-И.1000.10.Ф.100.1.01.А-ЕХD",62375,74850,"15",1,9026900000,24]
["2023-06-07T16:16:40.813",106711,"ПДУ-И.1000.10.Ф.65.1.01.В","М01","Датчик уровня поплавковый ПДУ-И.1000.10.Ф.65.1.01.В",53000,63600,"15",1,9026900000,24]
["2023-06-07T16:16:40.813",96712,"ПДУ-И.1250.10.СL65",null,"Датчик уровня поплавковый ПДУ-И.1250.10.СL65",27730,33276,"5",48,9026900000,24]
["2023-06-07T16:16:40.813",96662,"ПДУ-И.1250.5.СL65",null,"Датчик уровня поплавковый ПДУ-И.1250.5.CL65",36820,44184,"5",48,9026900000,24]
["2023-06-07T16:16:40.813",126281,"ПДУ-И.1500.10.Ф.80.10.01.В","М01","Датчик уровня поплавковый ПДУ-И.1500.10.Ф.80.10.01.В",61375,73650,"20",1,9026900000,24]
["2023-06-07T16:16:40.813",131448,"ПДУ-И.1750.10.Ф.150.16.01.В","М01","Датчик уровня поплавковый ПДУ-И.1750.10.Ф.150.16.01.В",74050,88860,"30",1,9026900000,24]
["2023-06-07T16:16:40.813",108701,"ПДУ-И.2000.10.Ф.100.1.01.А","М01","Датчик уровня поплавковый ПДУ-И.2000.10.Ф.100.1.01.А",65000,78000,"15",1,9026900000,24]
["2023-06-07T16:16:40.813",109779,"ПДУ-И.2000.5.Ф.80.1.01.А","М01","Датчик уровня поплавковый ПДУ-И.2000.5.Ф.80.1.01.А",79000,94800,"15",2,9026900000,24]
["2023-06-07T16:16:40.813",102633,"ПДУ-И.2250.5.Ф.100.1.01.А-ЕХD",null,"Датчик уровня поплавковый ПДУ-И.2250.5.Ф.100.1.01.А-ЕХD",100500,120600,"15",1,9026900000,24]
["2023-06-07T16:16:40.813",106727,"ПДУ-И.250.10.Ф.80.25.01.В","М01","Датчик уровня поплавковый ПДУ-И.250.10.Ф.80.25.01.В",44875,53850,"15",1,9026900000,24]
["2023-06-07T16:16:40.813",96720,"ПДУ-И.2750.10.СL80",null,"Датчик уровня поплавковый ПДУ-И.2750.10.СL80",44750,53700,"5",1,9026900000,24]
["2023-06-07T16:16:40.813",129795,"ПДУ-И.2750.10.Ф.100.2,5.01.А","М01","Датчик уровня поплавковый ПДУ-И.2750.10.Ф.100.2,5.01.А",74750,89700,"15",1,9026900000,24]
["2023-06-07T16:16:40.813",134465,"ПДУ-И.3000.10.Ф.150.1.01.А-ЕХD",null,"Датчик уровня поплавковый ПДУ-И.3000.10.Ф.150.1.01.А-ЕХD",100600,120720,"30",1,9026900000,24]
["2023-06-07T16:16:40.813",127737,"ПДУ-И.3000.5.Ф.100.6.01.А","М01","Датчик уровня поплавковый ПДУ-И.3000.5.Ф.100.6.01.А",95750,114900,"15",1,9026900000,24]
["2023-06-07T16:16:40.813",117160,"ПДУ-И.3500.5.CL65-EXD",null,"Датчик уровня поплавковый ПДУ-И.3500.5.CL65-Exd",96250,115500,"5",1,9026900000,24]
["2023-06-07T16:16:40.813",117161,"ПДУ-И.3750.5.CL65-EXD",null,"Датчик уровня поплавковый ПДУ-И.3750.5.CL65-Exd",103500,124200,"5",1,9026900000,24]
["2023-06-07T16:16:40.813",106809,"ПДУ-И.4000.5.CL65-ЕХD",null,"Датчик уровня поплавковый ПДУ-И.4000.5.CL65-ЕХD",108750,130500,"5",1,9026900000,24]
["2023-06-07T16:16:40.813",107167,"ПДУ-И.750.10.Ф.65.1.01.А","М01","Датчик уровня поплавковый ПДУ-И.750.10.Ф.65.1.01.А [М01]",52375,62850,"15",2,9026900000,24]
["2023-06-07T16:16:40.813",116247,"ПДУ-И.750.5.Ф.80.16.01.В-ЕХD",null,"Датчик уровня поплавковый ПДУ-И.750.5.Ф.80.16.01.В-ЕХD",73000,87600,"20",1,9026900000,24]
["2023-06-07T16:16:40.813",54223,"ПЛК110-220.30.К-L","М02","Программируемый логический контроллер ПЛК110-220.30.К-L",36000,43200,"13",21,8537109100,24]
["2023-06-07T16:16:40.813",10749,"ПЛК150-220.А-М",null,"Контроллер программируемый логический ПЛК150-220.А-М",37250,44700,"4",17,8537109100,24]
["2023-06-07T16:16:40.813",48826,"ПЛК63-РИИИУУ-М","М01","Программируемый логический контроллер ПЛК63-РИИИУУ-М",30000,36000,"4",12,8537109100,24]
["2023-06-07T16:16:40.813",48847,"ПЛК63-РРРРРТ-L","М01","Программируемый логический контроллер ПЛК63-РРРРРТ-L",24500,29400,"4",17,8537109100,24]
["2023-06-07T16:16:40.813",51492,"ПЛК63-РРРРТТ-L","М01","Программируемый логический контроллер ПЛК63-РРРРТТ-L",24500,29400,"4",16,8537109100,24]
["2023-06-07T16:16:40.813",66533,"ПЛК73-ККККРРИУ-М","М01","Программируемый логический контроллер ПЛК73-ККККРРИУ-М",30600,36720,"4",17,8537109100,24]
["2023-06-07T16:16:40.813",107050,"ПЛК73-ККККРТТТ-M","М01","Программируемый логический контроллер ПЛК73-ККККРТТТ-M",27050,32460,"4",21,8537109100,24]
["2023-06-07T16:16:40.813",108194,"ПР100-24.0804.03.1","М02","Программируемое реле ПР100-24.0804.03.1",7300,8760,"3",43,8537109100,24]
["2023-06-07T16:16:40.813",44262,"ПР114-224.8Д4А.РРРРККУУ",null,"Программируемое реле ПР114-224.8Д4А.РРРРККУУ",16065,19278,"3",8,8537109100,24]
["2023-06-07T16:16:40.813",77522,"ПР200-220.24.1.0","М01","Программируемое реле ПР200-220.24.1.0",12400,14880,"4",14,8537109100,24]
["2023-06-07T16:16:40.813",77533,"ПР200-24.4.0.0","М01","Программируемое реле ПР200-24.4.0.0",10900,13080,"2",16,8537109100,24]
["2023-06-07T16:16:40.813",101391,"ПР205-24.1211.06.0.0",null,"Программируемое реле ПР205-24.1211.06.0.0",17000,20400,"По запросу",0,8537109100,24]
["2023-06-07T16:16:40.813",131659,"ПЧВ3-75К-В","М01","Преобразователь частоты векторный ПЧВ3-75К-В",185200,222240,"3",3,8504409100,24]
["2023-06-07T16:16:40.813",109859,"РД55-ДД0,35-1,65-2",null,"Реле перепада давления РД55-ДД0,35-1,65-2",2500,3000,"2",11,8536490000,12]
["2023-06-07T16:16:40.813",127763,"РД55-ДИ0,75-2,0-1",null,"Реле давления РД55-ДИ0,75-2,0-1",1500,1800,"2",36,8536490000,12]
["2023-06-07T16:16:40.813",57727,"РСТ-080-А",null,"Реактор сетевой трехфазный номинальный ток 80 А, исполнение «А» РСТ-080-А",47250,56700,"3",2,8504509500,24]
["2023-06-07T16:16:40.813",2061,"САУ-М6",null,"Прибор контроля уровня жидкости САУ-М6",6685,8022,"4",129,9032890000,24]
["2023-06-07T16:16:40.813",131680,"СВ01-24.Н.RS",null,"Счетчик времени СВ01-24.Н.RS",6280,7536,"4",2,9031803800,24]
["2023-06-07T16:16:40.813",30014,"СИ30-220.Щ2.К",null,"Счетчик импульсов СИ30-220.Щ2.К",7960,9552,"4",2,9029100009,24]
["2023-06-07T16:16:40.813",117372,"СТЕНД (78) ПРОГРАММИРУЕМЫЕ РЕЛЕ",null,"Стенд (78) Программируемые реле",6165,7398,"По запросу",0,9031200000,0]
["2023-06-07T16:16:40.813",59478,"СУНА-121.220.06.00",null,"Контроллер управления насосами СУНА-121.220.06.00",12265,14718,"4",17,8537109100,24]
["2023-06-07T16:16:40.813",83918,"СУНА-122.220.05.20",null,"Система управления насосами автоматическая СУНА-122.220.05.20",13720,16464,"4",19,8537109100,24]
["2023-06-07T16:16:40.813",30236,"ТРМ101-ТК","М07","Измеритель-регулятор микропроцессорный ТРМ101-ТК",12573,15087.6,"3",34,9032890000,24]
["2023-06-07T16:16:40.813",129152,"ТРМ1032М-02.00.И",null,"Регулятор для многоконтурных систем отопления и ГВС ТРМ1032М-02.00.И",15000,18000,"2",13,8537109100,24]
["2023-06-07T16:16:40.813",129171,"ТРМ1032М-11.30.Р",null,"Комплект для многоконтурных систем отопления и ГВС ТРМ1032М-11.30.Р",30000,36000,"5",17,8537109100,24]
["2023-06-07T16:16:40.813",120315,"ТРМ10-Д.У2.ИТ.RS",null,"Измеритель-регулятор микропроцессорный ТРМ10-Д.У2.ИТ.RS",5900,7080,"По запросу",1,9032890000,60]
["2023-06-07T16:16:40.813",120324,"ТРМ10-Д.У2.РК.RS",null,"Измеритель-регулятор микропроцессорный ТРМ10-Д.У2.РК.RS",5900,7080,"По запросу",1,9032890000,60]
["2023-06-07T16:16:40.813",120299,"ТРМ10-Д.У2.СС",null,"Измеритель-регулятор микропроцессорный ТРМ10-Д.У2.СС",5750,6900,"7",3,9032890000,60]
["2023-06-07T16:16:40.813",120311,"ТРМ10-Д.У2.УУ",null,"Измеритель-регулятор микропроцессорный ТРМ10-Д.У2.УУ",5750,6900,"999",3,9032890000,60]
["2023-06-07T16:16:40.813",19319,"ТРМ10-Щ1.У.СС",null,"Измеритель-регулятор микропроцессорный ТРМ10-Щ1.У.СС",9029,10834.8,"3",2,9032890000,60]
["2023-06-07T16:16:40.813",120411,"ТРМ10-Щ1.У2.РИ",null,"Измеритель-регулятор микропроцессорный ТРМ10-Щ1.У2.РИ",5750,6900,"7",1,9032890000,60]
["2023-06-07T16:16:40.813",120137,"ТРМ10-Щ1.У2.СТ.RS",null,"Измеритель-регулятор микропроцессорный ТРМ10-Щ1.У2.СТ.RS",5900,7080,"По запросу",1,9032890000,60]
["2023-06-07T16:16:40.813",18356,"ТРМ10-Щ2.У.РР",null,"Измеритель-регулятор микропроцессорный ТРМ10-Щ2.У.РР",7594,9112.7999999999993,"3",46,9032890000,60]
["2023-06-07T16:16:40.813",120188,"ТРМ10-Щ2.У2.КИ.RS",null,"Измеритель-регулятор микропроцессорный ТРМ10-Щ2.У2.КИ.RS",5900,7080,"По запросу",1,9032890000,60]
["2023-06-07T16:16:40.813",120203,"ТРМ10-Щ2.У2.СТ.RS",null,"Измеритель-регулятор микропроцессорный ТРМ10-Щ2.У2.СТ.RS",5900,7080,"7",18,9032890000,60]
["2023-06-07T16:16:40.813",120206,"ТРМ10-Щ2.У2.ТК.RS",null,"Измеритель-регулятор микропроцессорный ТРМ10-Щ2.У2.ТК.RS",5900,7080,"7",18,9032890000,60]
["2023-06-07T16:16:40.813",120229,"ТРМ10-Щ5.У2.РС",null,"Измеритель-регулятор микропроцессорный ТРМ10-Щ5.У2.РС",5750,6900,"По запросу",1,9032890000,60]
["2023-06-07T16:16:40.813",120236,"ТРМ10-Щ5.У2.СТ",null,"Измеритель-регулятор микропроцессорный ТРМ10-Щ5.У2.СТ",5750,6900,"По запросу",1,9032890000,60]
["2023-06-07T16:16:40.813",120276,"ТРМ10-Щ5.У2.УР.RS",null,"Измеритель-регулятор микропроцессорный ТРМ10-Щ5.У2.УР.RS",5900,7080,"999",3,9032890000,60]
["2023-06-07T16:16:40.813",120399,"ТРМ12-Д.У2.УТ.RS",null,"Измеритель-регулятор микропроцессорный ТРМ12-Д.У2.УТ.RS",5900,7080,"По запросу",1,9032890000,60]
["2023-06-07T16:16:40.813",18550,"ТРМ12-Щ2.У.С",null,"Измеритель-регулятор микропроцессорный ТРМ12-Щ2.У.С",11830,14196,"3",5,9032890000,60]
["2023-06-07T16:16:40.813",120363,"ТРМ12-Щ2.У2.УС",null,"Измеритель-регулятор микропроцессорный ТРМ12-Щ2.У2.УС",5750,6900,"По запросу",1,9032890000,60]
["2023-06-07T16:16:40.813",53178,"ТРМ136-С.Щ7","М01","Измеритель-регулятор универсальный шестиканальный ТРМ136-С.Щ7",14000,16800,"4",3,9032890000,24]
["2023-06-07T16:16:40.813",53866,"ТРМ138-ИИИИИРРР.Щ7","М01","Измеритель-регулятор универсальный восьмиканальный ТРМ138-ИИИИИРРР.Щ7",22000,26400,"По запросу",1,9032890000,24]
["2023-06-07T16:16:40.813",31914,"ТРМ138-ИИРРРРРР","М01","Измеритель-регулятор универсальный восьмиканальный ТРМ138-ИИРРРРРР",22000,26400,"4",12,9032890000,24]
["2023-06-07T16:16:40.813",64365,"ТРМ138-ИИТТСКРР","М01","Измеритель-регулятор универсальный восьмиканальный ТРМ138-ИИТТСКРР",22000,26400,"4",12,9032890000,24]
["2023-06-07T16:16:40.813",114599,"ТРМ138-ТТТТТРРР","М01","Измеритель-регулятор универсальный восьмиканальный ТРМ138-ТТТТТРРР",22000,26400,"4",12,9032890000,24]
["2023-06-07T16:16:40.813",71703,"ТРМ138В-ССССРРРР",null,"Измеритель-регулятор восьмиканальный взрывозащищенный ТРМ138В-ССССРРРР",33000,39600,"4",2,9032890000,24]
["2023-06-07T16:16:40.813",42626,"ТРМ148-ИИИИССРР","М01","Измеритель-регулятор микропроцессорный ТРМ148-ИИИИССРР",23000,27600,"По запросу",1,9032890000,24]
["2023-06-07T16:16:40.813",95778,"ТРМ148-ИТТРРРРУ.Щ7",null,"Измеритель-регулятор микропроцессорный ТРМ148-ИТТРРРРУ.Щ7",23000,27600,"По запросу",7,9032890000,24]
["2023-06-07T16:16:40.813",38648,"ТРМ148-К","М01","Измеритель-регулятор микропроцессорный ТРМ148-К",20500,24600,"4",5,9032890000,24]
["2023-06-07T16:16:40.813",46827,"ТРМ148-ТТССККРР","М01","Измеритель-регулятор микропроцессорный ТРМ148-ТТССККРР",23000,27600,"По запросу",1,9032890000,24]
["2023-06-07T16:16:40.813",7996,"ТРМ151-Н.РИ.00",null,"Измеритель ПИД-регулятор универсальный программный ТРМ151-Н.РИ.00",26325,31590,"По запросу",1,9032890000,24]
["2023-06-07T16:16:40.813",11039,"ТРМ151-Н.РУ.01",null,"Измеритель ПИД-регулятор универсальный программный ТРМ151-Н.РУ.01",26325,31590,"3",3,9032890000,24]
["2023-06-07T16:16:40.813",17916,"ТРМ151-Щ1.ТС.01",null,"Измеритель ПИД-регулятор универсальный программный ТРМ151-Щ1.ТС.01",26325,31590,"По запросу",1,9032890000,24]
["2023-06-07T16:16:40.813",9025,"ТРМ151-Щ1.ИР.55",null,"Измеритель ПИД-регулятор универсальный программный ТРМ151-Щ1.ИР.55",26325,31590,"По запросу",1,9032890000,24]
["2023-06-07T16:16:40.813",22118,"ТРМ151-Н.ИИ.08",null,"Измеритель ПИД-регулятор универсальный программный ТРМ151-Н.ИИ.08",26325,31590,"3",3,9032890000,24]
["2023-06-07T16:16:40.813",40314,"ТРМ151-Н.ТТ.10",null,"Измеритель ПИД-регулятор универсальный программный ТРМ151-Н.ТТ.10",26325,31590,"По запросу",1,9032890000,24]
["2023-06-07T16:16:40.813",8257,"ТРМ151-Щ1.СР.10",null,"Измеритель ПИД-регулятор универсальный программный ТРМ151-Щ1.СР.10",26325,31590,"3",1,9032890000,24]
["2023-06-07T16:16:40.813",17330,"ТРМ151-Щ1.РУ.09",null,"Измеритель ПИД-регулятор универсальный программный ТРМ151-Щ1.РУ.09",26325,31590,"По запросу",1,9032890000,24]
["2023-06-07T16:16:40.813",13295,"ТРМ151-Щ1.УУ.04",null,"Измеритель ПИД-регулятор универсальный программный ТРМ151-Щ1.УУ.04",26325,31590,"3",16,9032890000,24]
["2023-06-07T16:16:40.813",61253,"ТРМ1-Щ1.У.И","М02","Измеритель-регулятор микропроцессорный ТРМ1-Щ1.У.И",7679,9214.7999999999993,"3",11,9032890000,60]
["2023-06-07T16:16:40.813",18512,"ТРМ1-Щ2.У.С3",null,"Измеритель-регулятор микропроцессорный ТРМ1-Щ2.У.С3",7679,9214.7999999999993,"3",2,9032890000,60]
["2023-06-07T16:16:40.813",53154,"ТРМ201-Н2.У",null,"Измеритель-регулятор микропроцессорный ТРМ201-Н2.У",11223,13467.6,"35",10,9032890000,24]
["2023-06-07T16:16:40.813",21732,"ТРМ202-Н.КИ","М03","Измеритель-регулятор микропроцессорный ТРМ202-Н.КИ",11729,14074.8,"3",1,9032890000,24]
["2023-06-07T16:16:40.813",53155,"ТРМ202-Н2.ИИ",null,"Измеритель-регулятор микропроцессорный ТРМ202-Н2.ИИ",12825,15390,"35",5,9032890000,24]
["2023-06-07T16:16:40.813",49657,"ТРМ202-Н2.РИ",null,"Измеритель-регулятор микропроцессорный ТРМ202-Н2.РИ",12825,15390,"35",5,9032890000,24]
["2023-06-07T16:16:40.813",49653,"ТРМ202-Н2.РР",null,"Измеритель-регулятор микропроцессорный ТРМ202-Н2.РР",10463,12555.6,"35",12,9032890000,24]
["2023-06-07T16:16:40.813",53156,"ТРМ202-Н2.РУ",null,"Измеритель-регулятор микропроцессорный ТРМ202-Н2.РУ",12825,15390,"35",5,9032890000,24]
["2023-06-07T16:16:40.813",94099,"ТРМ202-Н2.ТИ",null,"Измеритель-регулятор микропроцессорный ТРМ202-Н2.ТИ",12825,15390,"35",5,9032890000,24]
["2023-06-07T16:16:40.813",54443,"ТРМ202-Н2.ТТ",null,"Измеритель-регулятор микропроцессорный ТРМ202-Н2.ТТ",12825,15390,"35",5,9032890000,24]
["2023-06-07T16:16:40.813",76669,"ТРМ202-Н2.ТУ",null,"Измеритель-регулятор микропроцессорный ТРМ202-Н2.ТУ",12825,15390,"35",5,9032890000,24]
["2023-06-07T16:16:40.813",73127,"ТРМ202-Н2.УИ",null,"Измеритель-регулятор микропроцессорный ТРМ202-Н2.УИ",12825,15390,"35",5,9032890000,24]
["2023-06-07T16:16:40.813",96553,"ТРМ202-Н2.УУ",null,"Измеритель-регулятор микропроцессорный ТРМ202-Н2.УУ",12825,15390,"35",5,9032890000,24]
["2023-06-07T16:16:40.813",21719,"ТРМ202-Щ1.ИИ","М03","Измеритель-регулятор микропроцессорный ТРМ202-Щ1.ИИ",11729,14074.8,"3",10,9032890000,24]
["2023-06-07T16:16:40.813",21739,"ТРМ202-Щ1.КИ","М03","Измеритель-регулятор микропроцессорный ТРМ202-Щ1.КИ",11729,14074.8,"3",10,9032890000,24]
["2023-06-07T16:16:40.813",21740,"ТРМ202-Щ1.КК","М03","Измеритель-регулятор микропроцессорный ТРМ202-Щ1.КК",11729,14074.8,"3",10,9032890000,24]
["2023-06-07T16:16:40.813",21743,"ТРМ202-Щ1.КР","М03","Измеритель-регулятор микропроцессорный ТРМ202-Щ1.КР",11729,14074.8,"3",10,9032890000,24]
["2023-06-07T16:16:40.813",42076,"ТРМ202-Щ1.КУ","М03","Измеритель-регулятор микропроцессорный ТРМ202-Щ1.КУ",11729,14074.8,"По запросу",1,9032890000,24]
["2023-06-07T16:16:40.813",21720,"ТРМ202-Щ1.РИ","М03","Измеритель-регулятор микропроцессорный ТРМ202-Щ1.РИ",11729,14074.8,"3",12,9032890000,24]
["2023-06-07T16:16:40.813",21721,"ТРМ202-Щ1.РР","М03","Измеритель-регулятор микропроцессорный ТРМ202-Щ1.РР",9535,11442,"3",45,9032890000,24]
["2023-06-07T16:16:40.813",21744,"ТРМ202-Щ1.РС","М03","Измеритель-регулятор микропроцессорный ТРМ202-Щ1.РС",11729,14074.8,"3",10,9032890000,24]
["2023-06-07T16:16:40.813",21745,"ТРМ202-Щ1.РТ","М03","Измеритель-регулятор микропроцессорный ТРМ202-Щ1.РТ",11729,14074.8,"3",10,9032890000,24]
["2023-06-07T16:16:40.813",21920,"ТРМ202-Щ1.РУ","М03","Измеритель-регулятор микропроцессорный ТРМ202-Щ1.РУ",11729,14074.8,"3",10,9032890000,24]
["2023-06-07T16:16:40.813",21741,"ТРМ202-Щ1.СИ","М03","Измеритель-регулятор микропроцессорный ТРМ202-Щ1.СИ",11729,14074.8,"3",10,9032890000,24]
["2023-06-07T16:16:40.813",21722,"ТРМ202-Щ1.СС","М03","Измеритель-регулятор микропроцессорный ТРМ202-Щ1.СС",11729,14074.8,"3",10,9032890000,24]
["2023-06-07T16:16:40.813",30935,"ТРМ202-Щ1.СТ","М03","Измеритель-регулятор микропроцессорный ТРМ202-Щ1.СТ",11729,14074.8,"3",10,9032890000,24]
["2023-06-07T16:16:40.813",21746,"ТРМ202-Щ1.СУ","М03","Измеритель-регулятор микропроцессорный ТРМ202-Щ1.СУ",11729,14074.8,"3",10,9032890000,24]
["2023-06-07T16:16:40.813",30958,"ТРМ202-Щ1.ТИ","М03","Измеритель-регулятор микропроцессорный ТРМ202-Щ1.ТИ",11729,14074.8,"3",10,9032890000,24]
["2023-06-07T16:16:40.813",45205,"ТРМ202-Щ1.ТР","М03","Измеритель-регулятор микропроцессорный ТРМ202-Щ1.ТР",11729,14074.8,"3",10,9032890000,24]
["2023-06-07T16:16:40.813",21742,"ТРМ202-Щ1.ТТ","М03","Измеритель-регулятор микропроцессорный ТРМ202-Щ1.ТТ",11729,14074.8,"3",10,9032890000,24]
["2023-06-07T16:16:40.813",37116,"ТРМ202-Щ1.ТУ","М03","Измеритель-регулятор микропроцессорный ТРМ202-Щ1.ТУ",11729,14074.8,"3",10,9032890000,24]
["2023-06-07T16:16:40.813",21747,"ТРМ202-Щ1.УИ","М03","Измеритель-регулятор микропроцессорный ТРМ202-Щ1.УИ",11729,14074.8,"3",10,9032890000,24]
["2023-06-07T16:16:40.813",21748,"ТРМ202-Щ1.УР","М03","Измеритель-регулятор микропроцессорный ТРМ202-Щ1.УР",11729,14074.8,"3",10,9032890000,24]
["2023-06-07T16:16:40.813",22223,"ТРМ202-Щ1.УУ","М03","Измеритель-регулятор микропроцессорный ТРМ202-Щ1.УУ",11729,14074.8,"3",10,9032890000,24]
["2023-06-07T16:16:40.813",21723,"ТРМ202-Щ2.ИИ","М03","Измеритель-регулятор микропроцессорный ТРМ202-Щ2.ИИ",11729,14074.8,"3",15,9032890000,24]
["2023-06-07T16:16:40.813",21432,"ТРМ202-Щ2.ИИ","М33","Измеритель-регулятор микропроцессорный ТРМ202-Щ2.ИИ",11729,14074.8,"3",1,9032890000,24]
["2023-06-07T16:16:40.813",47385,"ТРМ202-Щ2.ИУ","М03","Измеритель-регулятор микропроцессорный ТРМ202-Щ2.ИУ",11729,14074.8,"3",15,9032890000,24]
["2023-06-07T16:16:40.813",21750,"ТРМ202-Щ2.КИ","М03","Измеритель-регулятор микропроцессорный ТРМ202-Щ2.КИ",11729,14074.8,"3",15,9032890000,24]
["2023-06-07T16:16:40.813",21724,"ТРМ202-Щ2.КК","М03","Измеритель-регулятор микропроцессорный ТРМ202-Щ2.КК",11729,14074.8,"3",15,9032890000,24]
["2023-06-07T16:16:40.813",21755,"ТРМ202-Щ2.КР","М03","Измеритель-регулятор микропроцессорный ТРМ202-Щ2.КР",11729,14074.8,"3",15,9032890000,24]
["2023-06-07T16:16:40.813",31116,"ТРМ202-Щ2.КС","М03","Измеритель-регулятор микропроцессорный ТРМ202-Щ2.КС",11729,14074.8,"3",15,9032890000,24]
["2023-06-07T16:16:40.813",103989,"ТРМ202-Щ2.КТ","M03","Измеритель-регулятор микропроцессорный ТРМ202-Щ2.КТ",11729,14074.8,"3",15,9032890000,24]
["2023-06-07T16:16:40.813",21725,"ТРМ202-Щ2.РИ","М03","Измеритель-регулятор микропроцессорный ТРМ202-Щ2.РИ",11729,14074.8,"3",15,9032890000,24]
["2023-06-07T16:16:40.813",21726,"ТРМ202-Щ2.РР","М03","Измеритель-регулятор микропроцессорный ТРМ202-Щ2.РР",9535,11442,"3",48,9032890000,24]
["2023-06-07T16:16:40.813",17294,"ТРМ202-Щ2.РР","М33","Измеритель-регулятор микропроцессорный ТРМ202-Щ2.РР",9535,11442,"3",1,9032890000,24]
["2023-06-07T16:16:40.813",21756,"ТРМ202-Щ2.РС","М03","Измеритель-регулятор микропроцессорный ТРМ202-Щ2.РС",11729,14074.8,"3",15,9032890000,24]
["2023-06-07T16:16:40.813",21978,"ТРМ202-Щ2.РТ","М03","Измеритель-регулятор микропроцессорный ТРМ202-Щ2.РТ",11729,14074.8,"3",15,9032890000,24]
["2023-06-07T16:16:40.813",21751,"ТРМ202-Щ2.РУ","М03","Измеритель-регулятор микропроцессорный ТРМ202-Щ2.РУ",11729,14074.8,"3",15,9032890000,24]
["2023-06-07T16:16:40.813",21752,"ТРМ202-Щ2.СИ","М03","Измеритель-регулятор микропроцессорный ТРМ202-Щ2.СИ",11729,14074.8,"3",15,9032890000,24]
["2023-06-07T16:16:40.813",21753,"ТРМ202-Щ2.СС","М03","Измеритель-регулятор микропроцессорный ТРМ202-Щ2.СС",11729,14074.8,"3",15,9032890000,24]
["2023-06-07T16:16:40.813",31112,"ТРМ202-Щ2.ТИ","М03","Измеритель-регулятор микропроцессорный ТРМ202-Щ2.ТИ",11729,14074.8,"3",15,9032890000,24]
["2023-06-07T16:16:40.813",30627,"ТРМ202-Щ2.ТР","М03","Измеритель-регулятор микропроцессорный ТРМ202-Щ2.ТР",11729,14074.8,"3",15,9032890000,24]
["2023-06-07T16:16:40.813",21754,"ТРМ202-Щ2.ТТ","М03","Измеритель-регулятор микропроцессорный ТРМ202-Щ2.ТТ",11729,14074.8,"3",15,9032890000,24]
["2023-06-07T16:16:40.813",21757,"ТРМ202-Щ2.УИ","М03","Измеритель-регулятор микропроцессорный ТРМ202-Щ2.УИ",11729,14074.8,"3",15,9032890000,24]
["2023-06-07T16:16:40.813",46205,"ТРМ202-Щ2.УК","М03","Измеритель-регулятор микропроцессорный ТРМ202-Щ2.УК",11729,14074.8,"3",15,9032890000,24]
["2023-06-07T16:16:40.813",31320,"ТРМ202-Щ2.УТ","М03","Измеритель-регулятор микропроцессорный ТРМ202-Щ2.УТ",11729,14074.8,"3",15,9032890000,24]
["2023-06-07T16:16:40.813",21749,"ТРМ202-Щ2.УУ","М03","Измеритель-регулятор микропроцессорный ТРМ202-Щ2.УУ",11729,14074.8,"3",15,9032890000,24]
["2023-06-07T16:16:40.813",35546,"ТРМ210-Н.ИИ","М03","Измеритель-регулятор микропроцессорный ТРМ210-Н.ИИ",11475,13770,"3",8,9032890000,24]
["2023-06-07T16:16:40.813",35547,"ТРМ210-Н.ИР","М03","Измеритель-регулятор микропроцессорный ТРМ210-Н.ИР",11475,13770,"3",8,9032890000,24]
["2023-06-07T16:16:40.813",35548,"ТРМ210-Н.ИС","М03","Измеритель-регулятор микропроцессорный ТРМ210-Н.ИС",11475,13770,"3",8,9032890000,24]
["2023-06-07T16:16:40.813",57052,"ТРМ210-Н.ИТ","М03","Измеритель-регулятор микропроцессорный ТРМ210-Н.ИТ",11475,13770,"3",8,9032890000,24]
["2023-06-07T16:16:40.813",71633,"ТРМ210-Н.ИУ","М03","Измеритель-регулятор микропроцессорный ТРМ210-Н.ИУ",11475,13770,"3",8,9032890000,24]
["2023-06-07T16:16:40.813",35549,"ТРМ210-Н.КИ","М03","Измеритель-регулятор микропроцессорный ТРМ210-Н.КИ",11475,13770,"3",8,9032890000,24]
["2023-06-07T16:16:40.813",35550,"ТРМ210-Н.КК","М03","Измеритель-регулятор микропроцессорный ТРМ210-Н.КК",11475,13770,"3",8,9032890000,24]
["2023-06-07T16:16:40.813",35551,"ТРМ210-Н.КР","М03","Измеритель-регулятор микропроцессорный ТРМ210-Н.КР",11475,13770,"3",8,9032890000,24]
["2023-06-07T16:16:40.813",35552,"ТРМ210-Н.РИ","М03","Измеритель-регулятор микропроцессорный ТРМ210-Н.РИ",11475,13770,"3",8,9032890000,24]
["2023-06-07T16:16:40.813",35553,"ТРМ210-Н.РК","М03","Измеритель-регулятор микропроцессорный ТРМ210-Н.РК",11475,13770,"3",8,9032890000,24]
["2023-06-07T16:16:40.813",35538,"ТРМ210-Н.РР","М03","Измеритель-регулятор микропроцессорный ТРМ210-Н.РР",9281,11137.2,"3",8,9032890000,24]
["2023-06-07T16:16:40.813",35554,"ТРМ210-Н.РТ","М03","Измеритель-регулятор микропроцессорный ТРМ210-Н.РТ",11475,13770,"3",8,9032890000,24]
["2023-06-07T16:16:40.813",35556,"ТРМ210-Н.РУ","М03","Измеритель-регулятор микропроцессорный ТРМ210-Н.РУ",11475,13770,"3",8,9032890000,24]
["2023-06-07T16:16:40.813",35557,"ТРМ210-Н.С3","М03","Измеритель-регулятор микропроцессорный ТРМ210-Н.С3",11475,13770,"3",8,9032890000,24]
["2023-06-07T16:16:40.813",35558,"ТРМ210-Н.СИ","М03","Измеритель-регулятор микропроцессорный ТРМ210-Н.СИ",11475,13770,"По запросу",1,9032890000,24]
["2023-06-07T16:16:40.813",35559,"ТРМ210-Н.СР","М03","Измеритель-регулятор микропроцессорный ТРМ210-Н.СР",11475,13770,"3",8,9032890000,24]
["2023-06-07T16:16:40.813",35560,"ТРМ210-Н.СС","М03","Измеритель-регулятор микропроцессорный ТРМ210-Н.СС",11475,13770,"3",8,9032890000,24]
["2023-06-07T16:16:40.813",35561,"ТРМ210-Н.СТ","М03","Измеритель-регулятор микропроцессорный ТРМ210-Н.СТ",11475,13770,"3",8,9032890000,24]
["2023-06-07T16:16:40.813",35562,"ТРМ210-Н.ТИ","М03","Измеритель-регулятор микропроцессорный ТРМ210-Н.ТИ",11475,13770,"3",8,9032890000,24]
["2023-06-07T16:16:40.813",35563,"ТРМ210-Н.ТР","М03","Измеритель-регулятор микропроцессорный ТРМ210-Н.ТР",11475,13770,"3",8,9032890000,24]
["2023-06-07T16:16:40.813",38273,"ТРМ210-Н.ТС","М03","Измеритель-регулятор микропроцессорный ТРМ210-Н.ТС",11475,13770,"3",8,9032890000,24]
["2023-06-07T16:16:40.813",35564,"ТРМ210-Н.ТТ","М03","Измеритель-регулятор микропроцессорный ТРМ210-Н.ТТ",11475,13770,"3",8,9032890000,24]
["2023-06-07T16:16:40.813",95807,"ТРМ210-Н.УИ","M03","Измеритель-регулятор микропроцессорный ТРМ210-Н.УИ [M03]",11475,13770,"3",8,9032890000,24]
["2023-06-07T16:16:40.813",35565,"ТРМ210-Н.УР","М03","Измеритель-регулятор микропроцессорный ТРМ210-Н.УР",11475,13770,"3",8,9032890000,24]
["2023-06-07T16:16:40.813",35555,"ТРМ210-Н.УТ","М03","Измеритель-регулятор микропроцессорный ТРМ210-Н.УТ",11475,13770,"3",8,9032890000,24]
["2023-06-07T16:16:40.813",35566,"ТРМ210-Н.УУ","М03","Измеритель-регулятор микропроцессорный ТРМ210-Н.УУ",11475,13770,"3",8,9032890000,24]
["2023-06-07T16:16:40.813",54283,"ТРМ210-Н2.ИC",null,"Измеритель-регулятор микропроцессорный ТРМ210-Н2.ИC",13163,15795.6,"По запросу",1,9032890000,24]
["2023-06-07T16:16:40.813",95777,"ТРМ210-Н2.ИИ",null,"Измеритель-регулятор микропроцессорный ТРМ210-Н2.ИИ",13163,15795.6,"35",8,9032890000,24]
["2023-06-07T16:16:40.813",49655,"ТРМ210-Н2.ИР",null,"Измеритель-регулятор микропроцессорный ТРМ210-Н2.ИР",13163,15795.6,"35",8,9032890000,24]
["2023-06-07T16:16:40.813",96179,"ТРМ210-Н2.ИТ",null,"Измеритель-регулятор микропроцессорный ТРМ210-Н2.ИТ",13163,15795.6,"35",8,9032890000,24]
["2023-06-07T16:16:40.813",125308,"ТРМ210-Н2.ИУ",null,"Измеритель-регулятор микропроцессорный ТРМ210-Н2.ИУ",13163,15795.6,"35",8,9032890000,24]
["2023-06-07T16:16:40.813",88995,"ТРМ210-Н2.КИ",null,"Измеритель-регулятор микропроцессорный ТРМ210-Н2.КИ",13163,15795.6,"35",8,9032890000,24]
["2023-06-07T16:16:40.813",100845,"ТРМ210-Н2.КК",null,"Измеритель-регулятор микропроцессорный ТРМ210-Н2.КК",13163,15795.6,"По запросу",1,9032890000,24]
["2023-06-07T16:16:40.813",73022,"ТРМ210-Н2.КР",null,"Измеритель-регулятор микропроцессорный ТРМ210-Н2.КР",13163,15795.6,"35",8,9032890000,24]
["2023-06-07T16:16:40.813",81509,"ТРМ210-Н2.РИ",null,"Измеритель-регулятор микропроцессорный ТРМ210-Н2.РИ",13163,15795.6,"35",8,9032890000,24]
["2023-06-07T16:16:40.813",49658,"ТРМ210-Н2.РР",null,"Измеритель-регулятор микропроцессорный ТРМ210-Н2.РР",11475,13770,"35",8,9032890000,24]
["2023-06-07T16:16:40.813",95701,"ТРМ210-Н2.СИ",null,"Измеритель-регулятор микропроцессорный ТРМ210-Н2.СИ",13163,15795.6,"35",8,9032890000,24]
["2023-06-07T16:16:40.813",53326,"ТРМ210-Н2.СР",null,"Измеритель-регулятор микропроцессорный ТРМ210-Н2.СР",13163,15795.6,"35",8,9032890000,24]
["2023-06-07T16:16:40.813",52164,"ТРМ210-Н2.ТР",null,"Измеритель-регулятор микропроцессорный ТРМ210-Н2.ТР",13163,15795.6,"35",8,9032890000,24]
["2023-06-07T16:16:40.813",57424,"ТРМ210-Н2.ТТ",null,"Измеритель-регулятор микропроцессорный ТРМ210-Н2.ТТ",13163,15795.6,"35",8,9032890000,24]
["2023-06-07T16:16:40.813",49656,"ТРМ210-Н2.УР",null,"Измеритель-регулятор микропроцессорный ТРМ210-Н2.УР",13163,15795.6,"35",8,9032890000,24]
["2023-06-07T16:16:40.813",114612,"ТРМ210-Н2.УТ",null,"Измеритель-регулятор микропроцессорный ТРМ210-Н2.УТ",13163,15795.6,"35",8,9032890000,24]
["2023-06-07T16:16:40.813",35567,"ТРМ210-Щ1.ИИ","М03","Измеритель-регулятор микропроцессорный ТРМ210-Щ1.ИИ",11475,13770,"3",14,9032890000,24]
["2023-06-07T16:16:40.813",35568,"ТРМ210-Щ1.ИК","М03","Измеритель-регулятор микропроцессорный ТРМ210-Щ1.ИК",11475,13770,"3",14,9032890000,24]
["2023-06-07T16:16:40.813",35539,"ТРМ210-Щ1.ИР","М03","Измеритель-регулятор микропроцессорный ТРМ210-Щ1.ИР",11475,13770,"3",14,9032890000,24]
["2023-06-07T16:16:40.813",35569,"ТРМ210-Щ1.ИТ","М03","Измеритель-регулятор микропроцессорный ТРМ210-Щ1.ИТ",11475,13770,"3",14,9032890000,24]
["2023-06-07T16:16:40.813",35570,"ТРМ210-Щ1.ИУ","М03","Измеритель-регулятор микропроцессорный ТРМ210-Щ1.ИУ",11475,13770,"3",14,9032890000,24]
["2023-06-07T16:16:40.813",35571,"ТРМ210-Щ1.КИ","М03","Измеритель-регулятор микропроцессорный ТРМ210-Щ1.КИ",11475,13770,"3",14,9032890000,24]
["2023-06-07T16:16:40.813",35572,"ТРМ210-Щ1.КК","М03","Измеритель-регулятор микропроцессорный ТРМ210-Щ1.КК",11475,13770,"3",14,9032890000,24]
["2023-06-07T16:16:40.813",35573,"ТРМ210-Щ1.КР","М03","Измеритель-регулятор микропроцессорный ТРМ210-Щ1.КР",11475,13770,"3",14,9032890000,24]
["2023-06-07T16:16:40.813",48288,"ТРМ210-Щ1.КС","М03","Измеритель-регулятор микропроцессорный ТРМ210-Щ1.КС",11475,13770,"3",14,9032890000,24]
["2023-06-07T16:16:40.813",35574,"ТРМ210-Щ1.КТ","М03","Измеритель-регулятор микропроцессорный ТРМ210-Щ1.КТ",11475,13770,"3",14,9032890000,24]
["2023-06-07T16:16:40.813",40915,"ТРМ210-Щ1.КУ","М03","Измеритель-регулятор микропроцессорный ТРМ210-Щ1.КУ",11475,13770,"3",14,9032890000,24]
["2023-06-07T16:16:40.813",35575,"ТРМ210-Щ1.РИ","М03","Измеритель-регулятор микропроцессорный ТРМ210-Щ1.РИ",11475,13770,"3",14,9032890000,24]
["2023-06-07T16:16:40.813",66831,"ТРМ210-Щ1.РК","М03","Измеритель-регулятор микропроцессорный ТРМ210-Щ1.РК",11475,13770,"3",14,9032890000,24]
["2023-06-07T16:16:40.813",35540,"ТРМ210-Щ1.РР","М03","Измеритель-регулятор микропроцессорный ТРМ210-Щ1.РР",9281,11137.2,"3",14,9032890000,24]
["2023-06-07T16:16:40.813",35576,"ТРМ210-Щ1.РС","М03","Измеритель-регулятор микропроцессорный ТРМ210-Щ1.РС",11475,13770,"3",14,9032890000,24]
["2023-06-07T16:16:40.813",35577,"ТРМ210-Щ1.РТ","М03","Измеритель-регулятор микропроцессорный ТРМ210-Щ1.РТ",11475,13770,"3",14,9032890000,24]
["2023-06-07T16:16:40.813",35578,"ТРМ210-Щ1.РУ","М03","Измеритель-регулятор микропроцессорный ТРМ210-Щ1.РУ",11475,13770,"3",14,9032890000,24]
["2023-06-07T16:16:40.813",35579,"ТРМ210-Щ1.С3","М03","Измеритель-регулятор микропроцессорный ТРМ210-Щ1.С3",11475,13770,"3",14,9032890000,24]
["2023-06-07T16:16:40.813",35580,"ТРМ210-Щ1.СИ","М03","Измеритель-регулятор микропроцессорный ТРМ210-Щ1.СИ",11475,13770,"По запросу",1,9032890000,24]
["2023-06-07T16:16:40.813",38709,"ТРМ210-Щ1.СК","М03","Измеритель-регулятор микропроцессорный ТРМ210-Щ1.СК",11475,13770,"По запросу",1,9032890000,24]
["2023-06-07T16:16:40.813",35581,"ТРМ210-Щ1.СР","М03","Измеритель-регулятор микропроцессорный ТРМ210-Щ1.СР",11475,13770,"3",14,9032890000,24]
["2023-06-07T16:16:40.813",35582,"ТРМ210-Щ1.СС","М03","Измеритель-регулятор микропроцессорный ТРМ210-Щ1.СС",11475,13770,"3",14,9032890000,24]
["2023-06-07T16:16:40.813",35583,"ТРМ210-Щ1.СТ","М03","Измеритель-регулятор микропроцессорный ТРМ210-Щ1.СТ",11475,13770,"3",14,9032890000,24]
["2023-06-07T16:16:40.813",35584,"ТРМ210-Щ1.СУ","М03","Измеритель-регулятор микропроцессорный ТРМ210-Щ1.СУ",11475,13770,"По запросу",1,9032890000,24]
["2023-06-07T16:16:40.813",35585,"ТРМ210-Щ1.ТИ","М03","Измеритель-регулятор микропроцессорный ТРМ210-Щ1.ТИ",11475,13770,"3",14,9032890000,24]
["2023-06-07T16:16:40.813",35673,"ТРМ210-Щ1.ТР","М03","Измеритель-регулятор микропроцессорный ТРМ210-Щ1.ТР",11475,13770,"3",14,9032890000,24]
["2023-06-07T16:16:40.813",35586,"ТРМ210-Щ1.ТС","М03","Измеритель-регулятор микропроцессорный ТРМ210-Щ1.ТС",11475,13770,"3",14,9032890000,24]
["2023-06-07T16:16:40.813",35587,"ТРМ210-Щ1.ТТ","М03","Измеритель-регулятор микропроцессорный ТРМ210-Щ1.ТТ",11475,13770,"3",18,9032890000,24]
["2023-06-07T16:16:40.813",35588,"ТРМ210-Щ1.ТУ","М03","Измеритель-регулятор микропроцессорный ТРМ210-Щ1.ТУ",11475,13770,"3",1,9032890000,24]
["2023-06-07T16:16:40.813",35589,"ТРМ210-Щ1.УИ","М03","Измеритель-регулятор микропроцессорный ТРМ210-Щ1.УИ",11475,13770,"3",14,9032890000,24]
["2023-06-07T16:16:40.813",35590,"ТРМ210-Щ1.УР","М03","Измеритель-регулятор микропроцессорный ТРМ210-Щ1.УР",11475,13770,"3",14,9032890000,24]
["2023-06-07T16:16:40.813",35591,"ТРМ210-Щ1.УС","М03","Измеритель-регулятор микропроцессорный ТРМ210-Щ1.УС",11475,13770,"3",14,9032890000,24]
["2023-06-07T16:16:40.813",39946,"ТРМ210-Щ1.УТ","М03","Измеритель-регулятор микропроцессорный ТРМ210-Щ1.УТ",11475,13770,"3",14,9032890000,24]
["2023-06-07T16:16:40.813",35592,"ТРМ210-Щ1.УУ","М03","Измеритель-регулятор микропроцессорный ТРМ210-Щ1.УУ",11475,13770,"3",14,9032890000,24]
["2023-06-07T16:16:40.813",35593,"ТРМ210-Щ2.ИИ","М03","Измеритель-регулятор микропроцессорный ТРМ210-Щ2.ИИ",11475,13770,"3",29,9032890000,24]
["2023-06-07T16:16:40.813",35594,"ТРМ210-Щ2.ИК","М03","Измеритель-регулятор микропроцессорный ТРМ210-Щ2.ИК",11475,13770,"3",29,9032890000,24]
["2023-06-07T16:16:40.813",35541,"ТРМ210-Щ2.ИР","М03","Измеритель-регулятор микропроцессорный ТРМ210-Щ2.ИР",11475,13770,"3",29,9032890000,24]
["2023-06-07T16:16:40.813",35595,"ТРМ210-Щ2.ИС","М03","Измеритель-регулятор микропроцессорный ТРМ210-Щ2.ИС",11475,13770,"3",29,9032890000,24]
["2023-06-07T16:16:40.813",35596,"ТРМ210-Щ2.ИТ","М03","Измеритель-регулятор микропроцессорный ТРМ210-Щ2.ИТ",11475,13770,"3",29,9032890000,24]
["2023-06-07T16:16:40.813",35597,"ТРМ210-Щ2.ИУ","М03","Измеритель-регулятор микропроцессорный ТРМ210-Щ2.ИУ",11475,13770,"3",29,9032890000,24]
["2023-06-07T16:16:40.813",35598,"ТРМ210-Щ2.КИ","М03","Измеритель-регулятор микропроцессорный ТРМ210-Щ2.КИ",11475,13770,"3",29,9032890000,24]
["2023-06-07T16:16:40.813",35599,"ТРМ210-Щ2.КК","М03","Измеритель-регулятор микропроцессорный ТРМ210-Щ2.КК",11475,13770,"3",29,9032890000,24]
["2023-06-07T16:16:40.813",35600,"ТРМ210-Щ2.КР","М03","Измеритель-регулятор микропроцессорный ТРМ210-Щ2.КР",11475,13770,"3",29,9032890000,24]
["2023-06-07T16:16:40.813",36492,"ТРМ210-Щ2.КС","М03","Измеритель-регулятор микропроцессорный ТРМ210-Щ2.КС",11475,13770,"3",29,9032890000,24]
["2023-06-07T16:16:40.813",35601,"ТРМ210-Щ2.РИ","М03","Измеритель-регулятор микропроцессорный ТРМ210-Щ2.РИ",11475,13770,"3",29,9032890000,24]
["2023-06-07T16:16:40.813",35602,"ТРМ210-Щ2.РК","М03","Измеритель-регулятор микропроцессорный ТРМ210-Щ2.РК",11475,13770,"3",29,9032890000,24]
["2023-06-07T16:16:40.813",35542,"ТРМ210-Щ2.РР","М03","Измеритель-регулятор микропроцессорный ТРМ210-Щ2.РР",9281,11137.2,"3",29,9032890000,24]
["2023-06-07T16:16:40.813",35603,"ТРМ210-Щ2.РС","М03","Измеритель-регулятор микропроцессорный ТРМ210-Щ2.РС",11475,13770,"3",29,9032890000,24]
["2023-06-07T16:16:40.813",35604,"ТРМ210-Щ2.РТ","М03","Измеритель-регулятор микропроцессорный ТРМ210-Щ2.РТ",11475,13770,"3",29,9032890000,24]
["2023-06-07T16:16:40.813",35605,"ТРМ210-Щ2.РУ","М03","Измеритель-регулятор микропроцессорный ТРМ210-Щ2.РУ",11475,13770,"3",29,9032890000,24]
["2023-06-07T16:16:40.813",35543,"ТРМ210-Щ2.С3","М03","Измеритель-регулятор микропроцессорный ТРМ210-Щ2.С3",11475,13770,"3",29,9032890000,24]
["2023-06-07T16:16:40.813",35606,"ТРМ210-Щ2.СИ","М03","Измеритель-регулятор микропроцессорный ТРМ210-Щ2.СИ",11475,13770,"3",29,9032890000,24]
["2023-06-07T16:16:40.813",35607,"ТРМ210-Щ2.СК","М03","Измеритель-регулятор микропроцессорный ТРМ210-Щ2.СК",11475,13770,"3",29,9032890000,24]
["2023-06-07T16:16:40.813",35544,"ТРМ210-Щ2.СР","М03","Измеритель-регулятор микропроцессорный ТРМ210-Щ2.СР",11475,13770,"3",29,9032890000,24]
["2023-06-07T16:16:40.813",35608,"ТРМ210-Щ2.СС","М03","Измеритель-регулятор микропроцессорный ТРМ210-Щ2.СС",11475,13770,"3",29,9032890000,24]
["2023-06-07T16:16:40.813",36562,"ТРМ210-Щ2.СТ","М03","Измеритель-регулятор микропроцессорный ТРМ210-Щ2.СТ",11475,13770,"3",29,9032890000,24]
["2023-06-07T16:16:40.813",35609,"ТРМ210-Щ2.СУ","М03","Измеритель-регулятор микропроцессорный ТРМ210-Щ2.СУ",11475,13770,"3",29,9032890000,24]
["2023-06-07T16:16:40.813",35610,"ТРМ210-Щ2.ТИ","М03","Измеритель-регулятор микропроцессорный ТРМ210-Щ2.ТИ",11475,13770,"3",29,9032890000,24]
["2023-06-07T16:16:40.813",44551,"ТРМ210-Щ2.ТК","М03","Измеритель-регулятор микропроцессорный ТРМ210-Щ2.ТК",11475,13770,"3",29,9032890000,24]
["2023-06-07T16:16:40.813",35611,"ТРМ210-Щ2.ТР","М03","Измеритель-регулятор микропроцессорный ТРМ210-Щ2.ТР",11475,13770,"3",29,9032890000,24]
["2023-06-07T16:16:40.813",66272,"ТРМ210-Щ2.ТС","М03","Измеритель-регулятор микропроцессорный ТРМ210-Щ2.ТС",11475,13770,"3",29,9032890000,24]
["2023-06-07T16:16:40.813",35612,"ТРМ210-Щ2.ТТ","М03","Измеритель-регулятор микропроцессорный ТРМ210-Щ2.ТТ",11475,13770,"3",29,9032890000,24]
["2023-06-07T16:16:40.813",35613,"ТРМ210-Щ2.ТУ","М03","Измеритель-регулятор микропроцессорный ТРМ210-Щ2.ТУ",11475,13770,"3",29,9032890000,24]
["2023-06-07T16:16:40.813",35614,"ТРМ210-Щ2.УИ","М03","Измеритель-регулятор микропроцессорный ТРМ210-Щ2.УИ",11475,13770,"3",29,9032890000,24]
["2023-06-07T16:16:40.813",35615,"ТРМ210-Щ2.УК","М03","Измеритель-регулятор микропроцессорный ТРМ210-Щ2.УК",11475,13770,"3",29,9032890000,24]
["2023-06-07T16:16:40.813",35616,"ТРМ210-Щ2.УР","М03","Измеритель-регулятор микропроцессорный ТРМ210-Щ2.УР",11475,13770,"3",29,9032890000,24]
["2023-06-07T16:16:40.813",35617,"ТРМ210-Щ2.УС","М03","Измеритель-регулятор микропроцессорный ТРМ210-Щ2.УС",11475,13770,"3",29,9032890000,24]
["2023-06-07T16:16:40.813",40136,"ТРМ210-Щ2.УТ","М03","Измеритель-регулятор микропроцессорный ТРМ210-Щ2.УТ",11475,13770,"3",29,9032890000,24]
["2023-06-07T16:16:40.813",35618,"ТРМ210-Щ2.УУ","М03","Измеритель-регулятор микропроцессорный ТРМ210-Щ2.УУ",11475,13770,"3",29,9032890000,24]
["2023-06-07T16:16:40.813",35314,"ТРМ212-Н.ИК","М03","Измеритель-регулятор микропроцессорный ТРМ212-Н.ИК",13500,16200,"3",5,9032890000,24]
["2023-06-07T16:16:40.813",35315,"ТРМ212-Н.ИР","М03","Измеритель-регулятор микропроцессорный ТРМ212-Н.ИР",13500,16200,"3",5,9032890000,24]
["2023-06-07T16:16:40.813",35316,"ТРМ212-Н.ИС","М03","Измеритель-регулятор микропроцессорный ТРМ212-Н.ИС",13500,16200,"3",5,9032890000,24]
["2023-06-07T16:16:40.813",35317,"ТРМ212-Н.ИТ","М03","Измеритель-регулятор микропроцессорный ТРМ212-Н.ИТ",13500,16200,"3",5,9032890000,24]
["2023-06-07T16:16:40.813",35318,"ТРМ212-Н.КК","М03","Измеритель-регулятор микропроцессорный ТРМ212-Н.КК",13500,16200,"3",5,9032890000,24]
["2023-06-07T16:16:40.813",35309,"ТРМ212-Н.РР","М03","Измеритель-регулятор микропроцессорный ТРМ212-Н.РР",10125,12150,"3",12,9032890000,24]
["2023-06-07T16:16:40.813",35319,"ТРМ212-Н.СС","М03","Измеритель-регулятор микропроцессорный ТРМ212-Н.СС",13500,16200,"3",5,9032890000,24]
["2023-06-07T16:16:40.813",35320,"ТРМ212-Н.ТТ","М03","Измеритель-регулятор микропроцессорный ТРМ212-Н.ТТ",13500,16200,"3",5,9032890000,24]
["2023-06-07T16:16:40.813",35321,"ТРМ212-Н.УК","М03","Измеритель-регулятор микропроцессорный ТРМ212-Н.УК",13500,16200,"3",5,9032890000,24]
["2023-06-07T16:16:40.813",35322,"ТРМ212-Н.УР","М03","Измеритель-регулятор микропроцессорный ТРМ212-Н.УР",13500,16200,"3",5,9032890000,24]
["2023-06-07T16:16:40.813",35323,"ТРМ212-Н.УС","М03","Измеритель-регулятор микропроцессорный ТРМ212-Н.УС",13500,16200,"3",5,9032890000,24]
["2023-06-07T16:16:40.813",35324,"ТРМ212-Н.УТ","М03","Измеритель-регулятор микропроцессорный ТРМ212-Н.УТ",13500,16200,"3",5,9032890000,24]
["2023-06-07T16:16:40.813",53328,"ТРМ212-Н2.ИР",null,"Измеритель-регулятор микропроцессорный ТРМ212-Н2.ИР",14665,17598,"35",8,9032890000,24]
["2023-06-07T16:16:40.813",96901,"ТРМ212-Н2.ИТ",null,"Измеритель-регулятор микропроцессорный ТРМ212-Н2.ИТ",14665,17598,"35",8,9032890000,24]
["2023-06-07T16:16:40.813",85214,"ТРМ212-Н2.КК",null,"Измеритель-регулятор микропроцессорный ТРМ212-Н2.КК",14665,17598,"35",8,9032890000,24]
["2023-06-07T16:16:40.813",53327,"ТРМ212-Н2.РР",null,"Измеритель-регулятор микропроцессорный ТРМ212-Н2.РР",12319,14782.8,"35",8,9032890000,24]
["2023-06-07T16:16:40.813",85552,"ТРМ212-Н2.СС",null,"Измеритель-регулятор микропроцессорный ТРМ212-Н2.СС",14665,17598,"35",8,9032890000,24]
["2023-06-07T16:16:40.813",80155,"ТРМ212-Н2.ТТ",null,"Измеритель-регулятор микропроцессорный ТРМ212-Н2.ТТ",14665,17598,"35",8,9032890000,24]
["2023-06-07T16:16:40.813",55894,"ТРМ212-Н2.УР",null,"Измеритель-регулятор микропроцессорный ТРМ212-Н2.УР",14665,17598,"35",8,9032890000,24]
["2023-06-07T16:16:40.813",73023,"ТРМ212-Н2.УТ",null,"Измеритель-регулятор микропроцессорный ТРМ212-Н2.УТ",14665,17598,"35",8,9032890000,24]
["2023-06-07T16:16:40.813",35325,"ТРМ212-Щ1.ИК","М03","Измеритель-регулятор микропроцессорный ТРМ212-Щ1.ИК",13500,16200,"3",10,9032890000,24]
["2023-06-07T16:16:40.813",35310,"ТРМ212-Щ1.ИР","М03","Измеритель-регулятор микропроцессорный ТРМ212-Щ1.ИР",13500,16200,"3",13,9032890000,24]
["2023-06-07T16:16:40.813",35326,"ТРМ212-Щ1.ИС","М03","Измеритель-регулятор микропроцессорный ТРМ212-Щ1.ИС",13500,16200,"3",10,9032890000,24]
["2023-06-07T16:16:40.813",35327,"ТРМ212-Щ1.ИТ","М03","Измеритель-регулятор микропроцессорный ТРМ212-Щ1.ИТ",13500,16200,"3",10,9032890000,24]
["2023-06-07T16:16:40.813",35343,"ТРМ212-Щ1.КК","М03","Измеритель-регулятор микропроцессорный ТРМ212-Щ1.КК",13500,16200,"3",10,9032890000,24]
["2023-06-07T16:16:40.813",35311,"ТРМ212-Щ1.РР","М03","Измеритель-регулятор микропроцессорный ТРМ212-Щ1.РР",10125,12150,"3",43,9032890000,24]
["2023-06-07T16:16:40.813",35328,"ТРМ212-Щ1.СС","М03","Измеритель-регулятор микропроцессорный ТРМ212-Щ1.СС",13500,16200,"3",10,9032890000,24]
["2023-06-07T16:16:40.813",35329,"ТРМ212-Щ1.ТТ","М03","Измеритель-регулятор микропроцессорный ТРМ212-Щ1.ТТ",13500,16200,"3",10,9032890000,24]
["2023-06-07T16:16:40.813",35330,"ТРМ212-Щ1.УК","М03","Измеритель-регулятор микропроцессорный ТРМ212-Щ1.УК",13500,16200,"3",10,9032890000,24]
["2023-06-07T16:16:40.813",35331,"ТРМ212-Щ1.УР","М03","Измеритель-регулятор микропроцессорный ТРМ212-Щ1.УР",13500,16200,"3",10,9032890000,24]
["2023-06-07T16:16:40.813",35332,"ТРМ212-Щ1.УС","М03","Измеритель-регулятор микропроцессорный ТРМ212-Щ1.УС",13500,16200,"3",10,9032890000,24]
["2023-06-07T16:16:40.813",35333,"ТРМ212-Щ1.УТ","М03","Измеритель-регулятор микропроцессорный ТРМ212-Щ1.УТ",13500,16200,"3",10,9032890000,24]
["2023-06-07T16:16:40.813",35334,"ТРМ212-Щ2.ИК","М03","Измеритель-регулятор микропроцессорный ТРМ212-Щ2.ИК",13500,16200,"3",9,9032890000,24]
["2023-06-07T16:16:40.813",35312,"ТРМ212-Щ2.ИР","М03","Измеритель-регулятор микропроцессорный ТРМ212-Щ2.ИР",13500,16200,"3",9,9032890000,24]
["2023-06-07T16:16:40.813",35335,"ТРМ212-Щ2.ИС","М03","Измеритель-регулятор микропроцессорный ТРМ212-Щ2.ИС",13500,16200,"3",9,9032890000,24]
["2023-06-07T16:16:40.813",35336,"ТРМ212-Щ2.ИТ","М03","Измеритель-регулятор микропроцессорный ТРМ212-Щ2.ИТ",13500,16200,"3",9,9032890000,24]
["2023-06-07T16:16:40.813",35337,"ТРМ212-Щ2.КК","М03","Измеритель-регулятор микропроцессорный ТРМ212-Щ2.КК",13500,16200,"3",9,9032890000,24]
["2023-06-07T16:16:40.813",35313,"ТРМ212-Щ2.РР","М03","Измеритель-регулятор микропроцессорный ТРМ212-Щ2.РР",10125,12150,"3",37,9032890000,24]
["2023-06-07T16:16:40.813",35344,"ТРМ212-Щ2.СС","М03","Измеритель-регулятор микропроцессорный ТРМ212-Щ2.СС",13500,16200,"3",9,9032890000,24]
["2023-06-07T16:16:40.813",35338,"ТРМ212-Щ2.ТТ","М03","Измеритель-регулятор микропроцессорный ТРМ212-Щ2.ТТ",13500,16200,"3",9,9032890000,24]
["2023-06-07T16:16:40.813",35339,"ТРМ212-Щ2.УК","М03","Измеритель-регулятор микропроцессорный ТРМ212-Щ2.УК",13500,16200,"3",9,9032890000,24]
["2023-06-07T16:16:40.813",35340,"ТРМ212-Щ2.УР","М03","Измеритель-регулятор микропроцессорный ТРМ212-Щ2.УР",13500,16200,"3",9,9032890000,24]
["2023-06-07T16:16:40.813",35341,"ТРМ212-Щ2.УС","М03","Измеритель-регулятор микропроцессорный ТРМ212-Щ2.УС",13500,16200,"3",9,9032890000,24]
["2023-06-07T16:16:40.813",35342,"ТРМ212-Щ2.УТ","М03","Измеритель-регулятор микропроцессорный ТРМ212-Щ2.УТ",13500,16200,"3",9,9032890000,24]
["2023-06-07T16:16:40.813",18752,"ТРМ251-Н.ИРИ",null,"Программный ПИД-регулятор ТРМ251-Н.ИРИ",14850,17820,"3",6,9032890000,24]
["2023-06-07T16:16:40.813",19333,"ТРМ251-Н.ИРР",null,"Программный ПИД-регулятор ТРМ251-Н.ИРР",14850,17820,"3",6,9032890000,24]
["2023-06-07T16:16:40.813",32197,"ТРМ251-Н.КРИ",null,"Программный ПИД-регулятор ТРМ251-Н.КРИ",14850,17820,"3",6,9032890000,24]
["2023-06-07T16:16:40.813",18754,"ТРМ251-Н.КРР",null,"Программный ПИД-регулятор ТРМ251-Н.КРР",14850,17820,"3",6,9032890000,24]
["2023-06-07T16:16:40.813",30160,"ТРМ251-Н.РРИ",null,"Программный ПИД-регулятор ТРМ251-Н.РРИ",14850,17820,"3",6,9032890000,24]
["2023-06-07T16:16:40.813",18153,"ТРМ251-Н.РРР",null,"Программный ПИД-регулятор ТРМ251-Н.РРР",14850,17820,"3",6,9032890000,24]
["2023-06-07T16:16:40.813",21281,"ТРМ251-Н.СРИ",null,"Программный ПИД-регулятор ТРМ251-Н.СРИ",14850,17820,"3",6,9032890000,24]
["2023-06-07T16:16:40.813",18753,"ТРМ251-Н.СРР",null,"Программный ПИД-регулятор ТРМ251-Н.СРР",14850,17820,"3",6,9032890000,24]
["2023-06-07T16:16:40.813",21112,"ТРМ251-Н.ТРИ",null,"Программный ПИД-регулятор ТРМ251-Н.ТРИ",14850,17820,"3",6,9032890000,24]
["2023-06-07T16:16:40.813",18755,"ТРМ251-Н.ТРР",null,"Программный ПИД-регулятор ТРМ251-Н.ТРР",14850,17820,"3",6,9032890000,24]
["2023-06-07T16:16:40.813",18157,"ТРМ251-Щ1.ИРИ",null,"Программный ПИД-регулятор ТРМ251-Щ1.ИРИ",14850,17820,"3",8,9032890000,24]
["2023-06-07T16:16:40.813",19602,"ТРМ251-Щ1.ИРР",null,"Программный ПИД-регулятор ТРМ251-Щ1.ИРР",14850,17820,"3",15,9032890000,24]
["2023-06-07T16:16:40.813",18154,"ТРМ251-Щ1.КРИ",null,"Программный ПИД-регулятор ТРМ251-Щ1.КРИ",14850,17820,"3",8,9032890000,24]
["2023-06-07T16:16:40.813",18751,"ТРМ251-Щ1.КРР",null,"Программный ПИД-регулятор ТРМ251-Щ1.КРР",14850,17820,"3",8,9032890000,24]
["2023-06-07T16:16:40.813",19266,"ТРМ251-Щ1.РРИ",null,"Программный ПИД-регулятор ТРМ251-Щ1.РРИ",14850,17820,"3",8,9032890000,24]
["2023-06-07T16:16:40.813",18158,"ТРМ251-Щ1.РРР",null,"Программный ПИД-регулятор ТРМ251-Щ1.РРР",12994,15592.8,"3",29,9032890000,24]
["2023-06-07T16:16:40.813",18155,"ТРМ251-Щ1.СРИ",null,"Программный ПИД-регулятор ТРМ251-Щ1.СРИ",14850,17820,"3",8,9032890000,24]
["2023-06-07T16:16:40.813",18750,"ТРМ251-Щ1.СРР",null,"Программный ПИД-регулятор ТРМ251-Щ1.СРР",14850,17820,"3",8,9032890000,24]
["2023-06-07T16:16:40.813",18156,"ТРМ251-Щ1.ТРИ",null,"Программный ПИД-регулятор ТРМ251-Щ1.ТРИ",14850,17820,"3",13,9032890000,24]
["2023-06-07T16:16:40.813",18749,"ТРМ251-Щ1.ТРР",null,"Программный ПИД-регулятор ТРМ251-Щ1.ТРР",12994,15592.8,"3",28,9032890000,24]
["2023-06-07T16:16:40.813",19581,"ТРМ32-Щ4.01","М02","Контроллер систем отопления и ГВС ТРМ32-Щ4.01",15000,18000,"7",25,9032890000,24]
["2023-06-07T16:16:40.813",19582,"ТРМ32-Щ4.01.RS","М02","Контроллер систем отопления и ГВС ТРМ32-Щ4.01.RS",15000,18000,"7",10,9032890000,24]
["2023-06-07T16:16:40.813",19583,"ТРМ32-Щ4.03","М02","Контроллер систем отопления и ГВС ТРМ32-Щ4.03",15000,18000,"7",13,9032890000,24]
["2023-06-07T16:16:40.813",19584,"ТРМ32-Щ4.03.RS","М02","Контроллер систем отопления и ГВС ТРМ32-Щ4.03.RS",15000,18000,"7",3,9032890000,24]
["2023-06-07T16:16:40.813",36726,"ТРМ32-Щ7.ТС",null,"Контроллер систем отопления и ГВС ТРМ32-Щ7.ТС",11000,13200,"7",42,9032890000,24]
["2023-06-07T16:16:40.813",36727,"ТРМ32-Щ7.ТС.RS",null,"Контроллер систем отопления и ГВС ТРМ32-Щ7.ТС.RS",11000,13200,"7",16,9032890000,24]
["2023-06-07T16:16:40.813",19577,"ТРМ33-Щ4.01","М02","Контроллер для приточной вентиляции ТРМ33-Щ4.01",15550,18660,"7",4,9032890000,24]
["2023-06-07T16:16:40.813",19578,"ТРМ33-Щ4.01.RS","М02","Контроллер для приточной вентиляции ТРМ33-Щ4.01.RS",16900,20280,"7",1,9032890000,24]
["2023-06-07T16:16:40.813",19579,"ТРМ33-Щ4.03","М02","Контроллер для приточной вентиляции ТРМ33-Щ4.03",15550,18660,"7",1,9032890000,24]
["2023-06-07T16:16:40.813",19580,"ТРМ33-Щ4.03.RS","М02","Контроллер для приточной вентиляции ТРМ33-Щ4.03.RS",16900,20280,"7",1,9032890000,24]
["2023-06-07T16:16:40.813",36728,"ТРМ33-Щ7.ТС",null,"Контроллер для приточной вентиляции ТРМ33-Щ7.ТС",15550,18660,"7",1,9032890000,24]
["2023-06-07T16:16:40.813",36729,"ТРМ33-Щ7.ТС.RS",null,"Контроллер для приточной вентиляции ТРМ33-Щ7.ТС.RS",16900,20280,"7",1,9032890000,24]
["2023-06-07T16:16:40.813",47452,"ТРМ500-Щ2.30А",null,"Измеритель-регулятор микропроцессорный ТРМ500-Щ2.30А",4600,5520,"3",86,9032890000,60]
["2023-06-07T16:16:40.813",47451,"ТРМ500-Щ2.5А",null,"Измеритель-регулятор микропроцессорный ТРМ500-Щ2.5А",4100,4920,"3",86,9032890000,60]
["2023-06-07T16:16:40.813",94606,"ТРМ500-Щ2.WIFI",null,"Измеритель-регулятор микропроцессорный ТРМ500-Щ2.WIFI",5000,6000,"3",41,9032890000,60]
["2023-06-07T16:16:40.813",3869,"ТРМ501",null,"Реле-регулятор с таймером ТРМ501",6194,7432.8,"7",70,9032890000,24]
["2023-06-07T16:16:40.813",7308,"ТРМ501-Д",null,"Реле-регулятор с таймером ТРМ501-Д",6194,7432.8,"7",1,9032890000,24]
["2023-06-07T16:16:40.813",3870,"ТРМ501-С",null,"Реле-регулятор с таймером ТРМ501-С",6194,7432.8,"7",9,9032890000,24]
["2023-06-07T16:16:40.813",128628,"ТТР1-МБ01008-Л3Д",null,"Реле твердотельное на малые токи ТТР1-МБ01008-Л3Д",2268,2721,"1",2,8536500600,12]
["2023-06-07T16:16:40.813",128629,"ТТР1-МБ02508-Л3Д",null,"Реле твердотельное на малые токи ТТР1-МБ02508-Л3Д",2638,3166,"1",3,8536500600,12]
["2023-06-07T16:16:40.813",128630,"ТТР1-МБ04008-Л3Д",null,"Реле твердотельное на малые токи ТТР1-МБ04008-Л3Д",2950,3540,"1",3,8536500600,12]
["2023-06-07T16:16:40.813",128631,"ТТР1-МБ06308-Л3Д",null,"Реле твердотельное на малые токи ТТР1-МБ06308-Л3Д",3371,4045,"1",2,8536500600,12]
["2023-06-07T16:16:40.813",128632,"ТТР1-МБ08008-Л3Д",null,"Реле твердотельное на малые токи ТТР1-МБ08008-Л3Д",4202,5043,"1",2,8536500600,12]
["2023-06-07T16:16:40.813",128633,"ТТР1-МБ10008-Л3Д",null,"Реле твердотельное на малые токи ТТР1-МБ10008-Л3Д",4493,5392,"1",2,8536500600,12]
["2023-06-07T16:16:40.813",128634,"ТТР1-МБ02512-Л3ДС",null,"Реле твердотельное с функцией самодиагностики ТТР1-МБ02512-Л3ДС",3493,4192,"1",3,8536500600,12]
["2023-06-07T16:16:40.813",128635,"ТТР1-МБ04012-Л3ДС",null,"Реле твердотельное с функцией самодиагностики ТТР1-МБ04012-Л3ДС",3655,4386,"1",5,8536500600,12]
["2023-06-07T16:16:40.813",128636,"ТТР1-МБ06312-Л3ДС",null,"Реле твердотельное с функцией самодиагностики ТТР1-МБ06312-Л3ДС",3859,4631,"1",2,8536500600,12]
["2023-06-07T16:16:40.813",128637,"ТТР1-МБ08012-Л3ДС",null,"Реле твердотельное с функцией самодиагностики ТТР1-МБ08012-Л3ДС",4343,5212,"1",2,8536500600,12]
["2023-06-07T16:16:40.813",128638,"ТТР1-МБ10012-Л3ДС",null,"Реле твердотельное с функцией самодиагностики ТТР1-МБ10012-Л3ДС",4738,5685,"1",2,8536500600,12]
["2023-06-07T16:16:40.813",128639,"ТТР1-МБ12512-Л3ДС",null,"Реле твердотельное с функцией самодиагностики ТТР1-МБ12512-Л3ДС",5028,6034,"1",2,8536500600,12]
["2023-06-07T16:16:40.813",128640,"ТТР1-ПА02512-Л1Д",null,"Реле твердотельное для индуктивной нагрузки ТТР1-ПА02512-Л1Д",3121,3745,"18",14,8536500600,12]
["2023-06-07T16:16:40.813",128641,"ТТР1-ПА04012-Л1Д",null,"Реле твердотельное для индуктивной нагрузки ТТР1-ПА04012-Л1Д",3172,3806,"18",14,8536500600,12]
["2023-06-07T16:16:40.813",128642,"ТТР1-ПА06312-Л1Д",null,"Реле твердотельное для индуктивной нагрузки ТТР1-ПА06312-Л1Д",3230,3876,"1",4,8536500600,12]
["2023-06-07T16:16:40.813",128643,"ТТР1-ПА08012-Л1Д",null,"Реле твердотельное для индуктивной нагрузки ТТР1-ПА08012-Л1Д",3800,4560,"1",4,8536500600,12]
["2023-06-07T16:16:40.813",128644,"ТТР1-ПА10012-Л1Д",null,"Реле твердотельное для индуктивной нагрузки ТТР1-ПА10012-Л1Д",4142,4971,"1",3,8536500600,12]
["2023-06-07T16:16:40.813",128645,"ТТР1-ПА12512-Л1Д",null,"Реле твердотельное для индуктивной нагрузки ТТР1-ПА12512-Л1Д",4423,5308,"18",2,8536500600,12]
["2023-06-07T16:16:40.813",128646,"ТТР2-МА02512-Л2Д",null,"Реле твердотельное двухканальное ТТР2-МА02512-Л2Д",4417,5300,"1",6,8536500600,12]
["2023-06-07T16:16:40.813",128647,"ТТР2-МА05012-Л2Д",null,"Реле твердотельное двухканальное ТТР2-МА05012-Л2Д",4734,5681,"1",7,8536500600,12]
["2023-06-07T16:16:40.813",128648,"ТТР2-МА06312-Л2Д",null,"Реле твердотельное двухканальное ТТР2-МА06312-Л2Д",4930,5916,"1",3,8536500600,12]
["2023-06-07T16:16:40.813",50054,"ТХ01-224.Н.ИР-RS","М01","Счетчик оборотов (тахометр) ТХ01-224.Н.ИР-RS",7256,8707.2000000000007,"4",5,9029203809,24]
["2023-06-07T16:16:40.813",65132,"ТХ01-224.Н.Р-RS","М01","Счетчик оборотов (тахометр) ТХ01-224.Н.Р-RS [М01]",7256,8707.2000000000007,"4",7,9029203809,24]
["2023-06-07T16:16:40.813",44430,"ТХ01-224.Н.УР-RS","М01","Счетчик оборотов (тахометр) ТХ01-224.Н.УР-RS",7256,8707.2000000000007,"4",2,9029203809,24]
["2023-06-07T16:16:40.813",44431,"ТХ01-224.Щ2.ИР-RS","М01","Счетчик оборотов (тахометр) ТХ01-224.Щ2.ИР-RS",7256,8707.2000000000007,"4",15,9029203809,24]
["2023-06-07T16:16:40.813",65159,"ТХ01-224.Щ2.Р-RS","М01","Счетчик оборотов (тахометр) ТХ01-224.Щ2.Р-RS",7256,8707.2000000000007,"4",33,9029203809,24]
["2023-06-07T16:16:40.813",44607,"ТХ01-224.Щ2.УР-RS","М01","Счетчик оборотов (тахометр) ТХ01-224.Щ2.УР-RS",7256,8707.2000000000007,"4",5,9029203809,24]
["2023-06-07T16:16:40.813",50053,"ТХ01-24.Н.ИР-RS","М01","Счетчик оборотов (тахометр) ТХ01-24.Н.ИР-RS",7256,8707.2000000000007,"4",5,9029203809,24]
["2023-06-07T16:16:40.813",65168,"ТХ01-24.Н.Р-RS","М01","Счетчик оборотов (тахометр) ТХ01-24.Н.Р-RS",7256,8707.2000000000007,"4",5,9029203809,24]
["2023-06-07T16:16:40.813",50055,"ТХ01-24.Н.УР-RS","М01","Счетчик оборотов (тахометр) ТХ01-24.Н.УР-RS",7256,8707.2000000000007,"4",5,9029203809,24]
["2023-06-07T16:16:40.813",44733,"ТХ01-24.Щ2.ИР-RS","М01","Счетчик оборотов (тахометр) ТХ01-24.Щ2.ИР-RS",7256,8707.2000000000007,"4",8,9029203809,24]
["2023-06-07T16:16:40.813",65213,"ТХ01-24.Щ2.Р-RS","М01","Счетчик оборотов (тахометр) ТХ01-24.Щ2.Р-RS",7256,8707.2000000000007,"4",8,9029203809,24]
["2023-06-07T16:16:40.813",44428,"ТХ01-24.Щ2.УР-RS","М01","Счетчик оборотов (тахометр) ТХ01-24.Щ2.УР-RS",7256,8707.2000000000007,"4",8,9029203809,24]
["2023-06-07T16:16:40.813",79240,"УА10И-Д4",null,"Усилитель аналогового сигнала УА10И-Д4",3696,4435.2,"По запросу",2,8537109800,24]
["2023-06-07T16:16:40.813",38618,"УД-0,4-В",null,"Устройство демпферное УД-0,4-В",2100,2520,"2",31,7318163008,24]
["2023-06-07T16:16:40.813",38624,"УД-0,4-Г",null,"Устройство демпферное УД-0,4-Г",2100,2520,"2",31,7318163008,24]
["2023-06-07T16:16:40.813",38621,"УД-0,4-М",null,"Устройство демпферное УД-0,4-М",2100,2520,"2",31,7318163008,24]
["2023-06-07T16:16:40.813",38620,"УД-40-В",null,"Устройство демпферное УД-40-В",2100,2520,"2",31,7318163008,24]
["2023-06-07T16:16:40.813",38626,"УД-40-Г",null,"Устройство демпферное УД-40-Г",2100,2520,"2",31,7318163008,24]
["2023-06-07T16:16:40.813",38623,"УД-40-М",null,"Устройство демпферное УД-40-М",2100,2520,"2",31,7318163008,24]
["2023-06-07T16:16:40.813",38619,"УД-4-В",null,"Устройство демпферное УД-4-В",2100,2520,"2",31,7318163008,24]
["2023-06-07T16:16:40.813",38625,"УД-4-Г",null,"Устройство демпферное УД-4-Г",2100,2520,"2",31,7318163008,24]
["2023-06-07T16:16:40.813",38622,"УД-4-М",null,"Устройство демпферное УД-4-М",2100,2520,"2",31,7318163008,24]
["2023-06-07T16:16:40.813",37604,"УП-1",null,"Устройство переходное УП-1",800,960,"2",137,7318163008,24]
["2023-06-07T16:16:40.813",48079,"УП-10",null,"Устройство переходное УП-10",1065,1278,"2",22,7318163008,24]
["2023-06-07T16:16:40.813",66654,"УП-11",null,"Устройство переходное УП-11",1700,2040,"2",137,7318163008,24]
["2023-06-07T16:16:40.813",62741,"УП-12",null,"Устройство переходное УП-12",800,960,"2",4,7318163008,24]
["2023-06-07T16:16:40.813",74411,"УП-13",null,"Устройство переходное УП-13",1700,2040,"2",137,7318163008,24]
["2023-06-07T16:16:40.813",74412,"УП-14",null,"Устройство переходное УП-14",1300,1560,"2",117,7318163008,24]
["2023-06-07T16:16:40.813",74413,"УП-15",null,"Устройство переходное УП-15",1700,2040,"2",1000,7318163008,24]
["2023-06-07T16:16:40.813",85743,"УП-16",null,"Устройство переходное УП-16",1700,2040,"2",1000,7318163008,24]
["2023-06-07T16:16:40.813",37605,"УП-2",null,"Устройство переходное УП-2",1300,1560,"2",145,7318163008,24]
["2023-06-07T16:16:40.813",37606,"УП-3",null,"Устройство переходное УП-3",1700,2040,"2",823,7318163008,24]
["2023-06-07T16:16:40.813",37607,"УП-4",null,"Устройство переходное УП-4",1700,2040,"2",145,7318163008,24]
["2023-06-07T16:16:40.813",37608,"УП-5",null,"Устройство переходное УП-5",1700,2040,"2",134,7318163008,24]
["2023-06-07T16:16:40.813",40783,"УП-6",null,"Устройство переходное УП-6",1700,2040,"2",134,7318163008,24]
["2023-06-07T16:16:40.813",50142,"УП-7",null,"Устройство переходное УП-7",1300,1560,"2",129,7318163008,24]
["2023-06-07T16:16:40.813",56180,"УП-8",null,"Устройство переходное УП-8",1700,2040,"2",137,7318163008,24]
["2023-06-07T16:16:40.813",66653,"УП-9",null,"Устройство переходное УП-9",1500,1800,"2",117,7318163008,24]
["2023-06-07T16:16:40.813",119480,"УЗД1-RS",null,"Устройство защиты двигателя УЗД1-RS",10000,12000,"7",1,null,0]
["2023-06-07T16:16:40.813",115015,"УЗД1-RS.ETH",null,"Устройство защиты двигателя УЗД1-RS.ETH",11250,13500,"7",1,null,0]
["2023-06-07T16:16:40.813",5865,"УЗОТЭ-2У",null,"Устройство защитного отключения УЗОТЭ-2У",9660,11592,"7",38,8536302000,24]
["2023-06-07T16:16:40.813",62498,"УЗС1-Н.И",null,"Устройство задания сигналов УЗС1-Н.И",9315,11178,"3",4,8543200000,24]
["2023-06-07T16:16:40.813",62499,"УЗС1-Н.У",null,"Устройство задания сигналов УЗС1-Н.У",9315,11178,"3",4,8543200000,24]
["2023-06-07T16:16:40.813",62495,"УЗС1-Щ1.И",null,"Устройство задания сигналов УЗС1-Щ1.И",9315,11178,"3",14,8543200000,24]
["2023-06-07T16:16:40.813",62496,"УЗС1-Щ1.У",null,"Устройство задания сигналов УЗС1-Щ1.У",9315,11178,"3",14,8543200000,24]
["2023-06-07T16:16:40.813",61421,"УЗС1-Щ2.И",null,"Устройство задания сигналов УЗС1-Щ2.И",9315,11178,"3",24,8543200000,24]
["2023-06-07T16:16:40.813",62497,"УЗС1-Щ2.У",null,"Устройство задания сигналов УЗС1-Щ2.У",9315,11178,"3",6,8543200000,24]
["2023-06-07T16:16:40.813",6154,"УКТ38-Щ4.АН",null,"Устройство контроля температуры УКТ38-Щ4.АН",18000,21600,"7",1,9032890000,24]
["2023-06-07T16:16:40.813",6161,"УКТ38-Щ4.АТ",null,"Устройство контроля температуры восьмиканальное УКТ38-Щ4.АТ",18000,21600,"7",5,9032890000,24]
["2023-06-07T16:16:40.813",6078,"УКТ38-Щ4.ТП",null,"Устройство контроля температуры УКТ38-Щ4.ТП",18000,21600,"7",16,9032890000,24]
["2023-06-07T16:16:40.813",6984,"УКТ38-Щ4.ТПП",null,"Устройство контроля температуры УКТ38-Щ4.ТПП",18000,21600,"По запросу",0,9032890000,24]
["2023-06-07T16:16:40.813",6079,"УКТ38-Щ4.ТС",null,"Устройство контроля температуры УКТ38-Щ4.ТС",18000,21600,"7",19,9032890000,24]
["2023-06-07T16:16:40.813",111026,"УО-100.40",null,"Устройство охладительное УО-100.40",3000,3600,"3",54,9026900000,0]
["2023-06-07T16:16:40.813",119750,"УО-100.40.1.2",null,"Устройство охладительное УО-100.40.1.2",3000,3600,"3",54,9026900000,12]
["2023-06-07T16:16:40.813",119749,"УО-100.40.2",null,"Устройство охладительное УО-100.40.2",3000,3600,"3",54,9026900000,12]
["2023-06-07T16:16:40.813",119751,"УО-100.40.2.1",null,"Устройство охладительное УО-100.40.2.1",3000,3600,"3",54,9026900000,12]
["2023-06-07T16:16:40.813",117041,"УСЛУГИ СЕРВИСА OWENCLOUD - SMS СВЕРХ ТАРИФА",null,"Услуги сервиса OwenCloud - SMS сверх тарифа",5995,7194,"По запросу",0,null,0]
["2023-06-07T16:16:40.813",117039,"УСЛУГИ СЕРВИСА OWENCLOUD ДЛЯ ЮР.ЛИЦ ПО ТАРИФУ БИЗНЕС",null,"Услуги сервиса OwenCloud для юр.лиц по тарифу БИЗНЕС",3935,4722,"По запросу",0,null,0]
["2023-06-07T16:16:40.813",117040,"УСЛУГИ СЕРВИСА OWENCLOUD ДЛЯ ЮР.ЛИЦ ПО ТАРИФУ БИЗНЕС+",null,"Услуги сервиса OwenCloud для юр.лиц по тарифу БИЗНЕС+",4815,5778,"По запросу",0,null,0]
["2023-06-07T16:16:40.813",115661,"УСЛУГИ СЕРВИСА OWENCLOUD ДЛЯ ЮР.ЛИЦ ПО ТАРИФУ ПРЕМЬЕР",null,"Услуги сервиса OwenCloud для юр.лиц по тарифу ПРЕМЬЕР",0,0,"По запросу",0,null,0]
["2023-06-07T16:16:40.813",115662,"УСЛУГИ СЕРВИСА OWENCLOUD ДЛЯ ЮР.ЛИЦ ПО ТАРИФУ ПРЕМЬЕР+",null,"Услуги сервиса OwenCloud для юр.лиц по тарифу ПРЕМЬЕР+",50,60,"По запросу",0,null,0]
["2023-06-07T16:16:40.813",115660,"УСЛУГИ СЕРВИСА OWENCLOUD ДЛЯ ФИЗИЧЕСКИХ ЛИЦ",null,"Услуги сервиса OwenCloud для физических лиц",0,0,"По запросу",0,null,0]
["2023-06-07T16:16:40.813",30689,"УТ1-Д","М02","Таймер реального времени двухканальный УТ1-Д",4450,5340,"4",68,9032890000,24]
["2023-06-07T16:16:40.813",30687,"УТ1-Н","М02","Таймер реального времени двухканальный УТ1-Н",4450,5340,"4",33,9032890000,24]
["2023-06-07T16:16:40.813",30684,"УТ1-Щ1","М02","Таймер реального времени двухканальный УТ1-Щ1",4450,5340,"4",17,9032890000,24]
["2023-06-07T16:16:40.813",30685,"УТ1-Щ2","М02","Таймер реального времени двухканальный УТ1-Щ2",4450,5340,"4",8,9032890000,24]
["2023-06-07T16:16:40.813",21642,"УТ24-Д.К",null,"Микропроцессорное реле времени двухканальное УТ24-Д.К",5970,7164,"4",1,9032890000,24]
["2023-06-07T16:16:40.813",21641,"УТ24-Д.Р",null,"Микропроцессорное реле времени двухканальное УТ24-Д.Р",5970,7164,"4",32,9032890000,24]
["2023-06-07T16:16:40.813",21643,"УТ24-Д.С",null,"Микропроцессорное реле времени двухканальное УТ24-Д.С",5970,7164,"4",1,9032890000,24]
["2023-06-07T16:16:40.813",5747,"УТ24-Н.К",null,"Микропроцессорное реле времени двухканальное УТ24-Н.К",5060,6072,"4",1,9032890000,24]
["2023-06-07T16:16:40.813",5746,"УТ24-Н.Р",null,"Микропроцессорное реле времени двухканальное УТ24-Н.Р",4950,5940,"4",21,9032890000,24]
["2023-06-07T16:16:40.813",5749,"УТ24-Н.С",null,"Микропроцессорное реле времени двухканальное УТ24-Н.С",5060,6072,"4",1,9032890000,24]
["2023-06-07T16:16:40.813",5751,"УТ24-Щ1.К",null,"Микропроцессорное реле времени двухканальное УТ24-Щ1.К",5060,6072,"4",1,9032890000,24]
["2023-06-07T16:16:40.813",5750,"УТ24-Щ1.Р",null,"Микропроцессорное реле времени двухканальное УТ24-Щ1.Р",4950,5940,"4",52,9032890000,24]
["2023-06-07T16:16:40.813",5752,"УТ24-Щ1.С",null,"Микропроцессорное реле времени двухканальное УТ24-Щ1.С",5060,6072,"4",1,9032890000,24]
["2023-06-07T16:16:40.813",39138,"УТ24-Щ2.К","М01","Микропроцессорное реле времени двухканальное УТ24-Щ2.К",5970,7164,"4",1,9032890000,24]
["2023-06-07T16:16:40.813",39140,"УТ24-Щ2.Р","М01","Микропроцессорное реле времени двухканальное УТ24-Щ2.Р",5970,7164,"4",34,9032890000,24]
["2023-06-07T16:16:40.813",39139,"УТ24-Щ2.С","М01","Микропроцессорное реле времени двухканальное УТ24-Щ2.С",5970,7164,"4",1,9032890000,24]
["2023-06-07T16:16:40.813",68611,"ФТОРОПЛАСТОВЫЙ ЧЕХОЛ L= 484 ММ",null,"ФТОРОПЛАСТОВЫЙ ЧЕХОЛ ДЛЯ ДТС105-Х.ХХ.500",610,732,"27",0,3926909709,0]
["2023-06-07T16:16:40.813",125616,"ЧЗ-ДТПХ125-0.1000",null,"Чехол защитный ЧЗ-ДТПХ125-0.1000",3000,3600,"5",170,null,0]
["2023-06-07T16:16:40.813",121565,"ЧЗ-ДТПХ125-0.1250",null,"Чехол защитный ЧЗ-ДТПХ125-0.1250",3225,3870,"5",170,null,0]
["2023-06-07T16:16:40.813",125610,"ЧЗ-ДТПХ125-0.250",null,"Чехол защитный ЧЗ-ДТПХ125-0.250",1950,2340,"5",170,null,0]
["2023-06-07T16:16:40.813",125611,"ЧЗ-ДТПХ125-0.320",null,"Чехол защитный ЧЗ-ДТПХ125-0.320",2025,2430,"5",170,null,0]
["2023-06-07T16:16:40.813",125612,"ЧЗ-ДТПХ125-0.400",null,"Чехол защитный ЧЗ-ДТПХ125-0.400",2175,2610,"5",170,null,0]
["2023-06-07T16:16:40.813",125613,"ЧЗ-ДТПХ125-0.500",null,"Чехол защитный ЧЗ-ДТПХ125-0.500",2400,2880,"5",170,null,0]
["2023-06-07T16:16:40.813",125614,"ЧЗ-ДТПХ125-0.630",null,"Чехол защитный ЧЗ-ДТПХ125-0.630",2550,3060,"5",170,null,0]
["2023-06-07T16:16:40.813",125615,"ЧЗ-ДТПХ125-0.800",null,"Чехол защитный ЧЗ-ДТПХ125-0.800",2775,3330,"5",170,null,0]
["2023-06-07T16:16:40.813",125624,"ЧЗ-ДТПХ125-2.1000",null,"Чехол защитный ЧЗ-ДТПХ125-2.1000",4500,5400,"5",60,null,0]
["2023-06-07T16:16:40.813",121566,"ЧЗ-ДТПХ125-2.1250",null,"Чехол защитный ЧЗ-ДТПХ125-2.1250",5175,6210,"5",48,null,0]
["2023-06-07T16:16:40.813",125618,"ЧЗ-ДТПХ125-2.250",null,"Чехол защитный ЧЗ-ДТПХ125-2.250",2325,2790,"5",80,null,0]
["2023-06-07T16:16:40.813",125619,"ЧЗ-ДТПХ125-2.320",null,"Чехол защитный ЧЗ-ДТПХ125-2.320",2475,2970,"5",80,null,0]
["2023-06-07T16:16:40.813",125620,"ЧЗ-ДТПХ125-2.400",null,"Чехол защитный ЧЗ-ДТПХ125-2.400",2700,3240,"5",80,null,0]
["2023-06-07T16:16:40.813",125621,"ЧЗ-ДТПХ125-2.500",null,"Чехол защитный ЧЗ-ДТПХ125-2.500",2925,3510,"5",80,null,0]
["2023-06-07T16:16:40.813",125622,"ЧЗ-ДТПХ125-2.630",null,"Чехол защитный ЧЗ-ДТПХ125-2.630",3225,3870,"5",80,null,0]
["2023-06-07T16:16:40.813",125623,"ЧЗ-ДТПХ125-2.800",null,"Чехол защитный ЧЗ-ДТПХ125-2.800",3825,4590,"5",75,null,0]
["2023-06-07T16:16:40.813",125631,"ЧЗ-ДТПХ125-4.1000",null,"Чехол защитный ЧЗ-ДТПХ125-4.1000",12675,15210,"5",113,null,0]
["2023-06-07T16:16:40.813",121567,"ЧЗ-ДТПХ125-4.1250",null,"Чехол защитный ЧЗ-ДТПХ125-4.1250",15750,18900,"5",91,null,0]
["2023-06-07T16:16:40.813",125625,"ЧЗ-ДТПХ125-4.250",null,"Чехол защитный ЧЗ-ДТПХ125-4.250",4200,5040,"5",435,null,0]
["2023-06-07T16:16:40.813",125626,"ЧЗ-ДТПХ125-4.320",null,"Чехол защитный ЧЗ-ДТПХ125-4.320",4950,5940,"5",344,null,0]
["2023-06-07T16:16:40.813",125627,"ЧЗ-ДТПХ125-4.400",null,"Чехол защитный ЧЗ-ДТПХ125-4.400",5850,7020,"5",278,null,0]
["2023-06-07T16:16:40.813",125628,"ЧЗ-ДТПХ125-4.500",null,"Чехол защитный ЧЗ-ДТПХ125-4.500",6975,8370,"5",224,null,0]
["2023-06-07T16:16:40.813",125629,"ЧЗ-ДТПХ125-4.630",null,"Чехол защитный ЧЗ-ДТПХ125-4.630",8250,9900,"5",179,null,0]
["2023-06-07T16:16:40.813",125630,"ЧЗ-ДТПХ125-4.800",null,"Чехол защитный ЧЗ-ДТПХ125-4.800",10050,12060,"5",141,null,0]
["2023-06-07T16:16:40.813",125638,"ЧЗ-ДТПХ125-5.1000",null,"Чехол защитный ЧЗ-ДТПХ125-5.1000",7425,8910,"5",78,null,0]
["2023-06-07T16:16:40.813",121568,"ЧЗ-ДТПХ125-5.1250",null,"Чехол защитный ЧЗ-ДТПХ125-5.1250",9000,10800,"5",63,null,0]
["2023-06-07T16:16:40.813",125632,"ЧЗ-ДТПХ125-5.250",null,"Чехол защитный ЧЗ-ДТПХ125-5.250",3000,3600,"5",90,null,0]
["2023-06-07T16:16:40.813",125633,"ЧЗ-ДТПХ125-5.320",null,"Чехол защитный ЧЗ-ДТПХ125-5.320",3450,4140,"5",90,null,0]
["2023-06-07T16:16:40.813",125634,"ЧЗ-ДТПХ125-5.400",null,"Чехол защитный ЧЗ-ДТПХ125-5.400",3900,4680,"5",90,null,0]
["2023-06-07T16:16:40.813",125635,"ЧЗ-ДТПХ125-5.500",null,"Чехол защитный ЧЗ-ДТПХ125-5.500",4500,5400,"5",90,null,0]
["2023-06-07T16:16:40.813",125636,"ЧЗ-ДТПХ125-5.630",null,"Чехол защитный ЧЗ-ДТПХ125-5.630",5175,6210,"5",90,null,0]
["2023-06-07T16:16:40.813",125637,"ЧЗ-ДТПХ125-5.800",null,"Чехол защитный ЧЗ-ДТПХ125-5.800",6300,7560,"5",90,null,0]
["2023-06-07T16:16:40.813",125645,"ЧЗ-ДТПХ125-Т.1000",null,"Чехол защитный ЧЗ-ДТПХ125-Т.1000",3150,3780,"5",2,null,0]
["2023-06-07T16:16:40.813",121569,"ЧЗ-ДТПХ125-Т.1250",null,"Чехол защитный ЧЗ-ДТПХ125-Т.1250",3525,4230,"5",2,null,0]
["2023-06-07T16:16:40.813",125639,"ЧЗ-ДТПХ125-Т.250",null,"Чехол защитный ЧЗ-ДТПХ125-Т.250",1800,2160,"5",2,null,0]
["2023-06-07T16:16:40.813",125640,"ЧЗ-ДТПХ125-Т.320",null,"Чехол защитный ЧЗ-ДТПХ125-Т.320",1875,2250,"5",2,null,0]
["2023-06-07T16:16:40.813",125641,"ЧЗ-ДТПХ125-Т.400",null,"Чехол защитный ЧЗ-ДТПХ125-Т.400",2025,2430,"5",2,null,0]
["2023-06-07T16:16:40.813",125642,"ЧЗ-ДТПХ125-Т.500",null,"Чехол защитный ЧЗ-ДТПХ125-Т.500",2175,2610,"5",2,null,0]
["2023-06-07T16:16:40.813",125643,"ЧЗ-ДТПХ125-Т.630",null,"Чехол защитный ЧЗ-ДТПХ125-Т.630",2400,2880,"5",2,null,0]
["2023-06-07T16:16:40.813",125644,"ЧЗ-ДТПХ125-Т.800",null,"Чехол защитный ЧЗ-ДТПХ125-Т.800",2625,3150,"5",2,null,0]
["2023-06-07T16:16:40.813",125652,"ЧЗ-ДТПХ135-0.1000.0.160",null,"Чехол защитный ЧЗ-ДТПХ135-0.1000.0.160",3375,4050,"5",170,null,0]
["2023-06-07T16:16:40.813",121570,"ЧЗ-ДТПХ135-0.1250.0.160",null,"Чехол защитный ЧЗ-ДТПХ135-0.1250.0.160",3750,4500,"5",170,null,0]
["2023-06-07T16:16:40.813",125646,"ЧЗ-ДТПХ135-0.250.0.160",null,"Чехол защитный ЧЗ-ДТПХ135-0.250.0.160",2250,2700,"5",170,null,0]
["2023-06-07T16:16:40.813",125647,"ЧЗ-ДТПХ135-0.320.0.160",null,"Чехол защитный ЧЗ-ДТПХ135-0.320.0.160",2400,2880,"5",170,null,0]
["2023-06-07T16:16:40.813",125648,"ЧЗ-ДТПХ135-0.400.0.160",null,"Чехол защитный ЧЗ-ДТПХ135-0.400.0.160",2475,2970,"5",170,null,0]
["2023-06-07T16:16:40.813",125649,"ЧЗ-ДТПХ135-0.500.0.160",null,"Чехол защитный ЧЗ-ДТПХ135-0.500.0.160",2625,3150,"5",170,null,0]
["2023-06-07T16:16:40.813",125650,"ЧЗ-ДТПХ135-0.630.0.160",null,"Чехол защитный ЧЗ-ДТПХ135-0.630.0.160",2775,3330,"5",170,null,0]
["2023-06-07T16:16:40.813",125651,"ЧЗ-ДТПХ135-0.800.0.160",null,"Чехол защитный ЧЗ-ДТПХ135-0.800.0.160",3000,3600,"5",170,null,0]
["2023-06-07T16:16:40.813",125659,"ЧЗ-ДТПХ135-2.1000.0.160",null,"Чехол защитный ЧЗ-ДТПХ135-2.1000.0.160",5175,6210,"5",60,null,0]
["2023-06-07T16:16:40.813",121571,"ЧЗ-ДТПХ135-2.1250.0.160",null,"Чехол защитный ЧЗ-ДТПХ135-2.1250.0.160",5775,6930,"5",48,null,0]
["2023-06-07T16:16:40.813",125653,"ЧЗ-ДТПХ135-2.250.0.160",null,"Чехол защитный ЧЗ-ДТПХ135-2.250.0.160",3150,3780,"5",80,null,0]
["2023-06-07T16:16:40.813",125654,"ЧЗ-ДТПХ135-2.320.0.160",null,"Чехол защитный ЧЗ-ДТПХ135-2.320.0.160",3375,4050,"5",80,null,0]
["2023-06-07T16:16:40.813",125655,"ЧЗ-ДТПХ135-2.400.0.160",null,"Чехол защитный ЧЗ-ДТПХ135-2.400.0.160",3600,4320,"5",80,null,0]
["2023-06-07T16:16:40.813",125656,"ЧЗ-ДТПХ135-2.500.0.160",null,"Чехол защитный ЧЗ-ДТПХ135-2.500.0.160",3900,4680,"5",80,null,0]
["2023-06-07T16:16:40.813",125657,"ЧЗ-ДТПХ135-2.630.0.160",null,"Чехол защитный ЧЗ-ДТПХ135-2.630.0.160",4200,5040,"5",80,null,0]
["2023-06-07T16:16:40.813",125658,"ЧЗ-ДТПХ135-2.800.0.160",null,"Чехол защитный ЧЗ-ДТПХ135-2.800.0.160",4650,5580,"5",75,null,0]
["2023-06-07T16:16:40.813",125666,"ЧЗ-ДТПХ135-4.1000.0.160",null,"Чехол защитный ЧЗ-ДТПХ135-4.1000.0.160",13500,16200,"5",113,null,0]
["2023-06-07T16:16:40.813",121572,"ЧЗ-ДТПХ135-4.1250.0.160",null,"Чехол защитный ЧЗ-ДТПХ135-4.1250.0.160",15750,18900,"5",91,null,0]
["2023-06-07T16:16:40.813",125660,"ЧЗ-ДТПХ135-4.250.0.160",null,"Чехол защитный ЧЗ-ДТПХ135-4.250.0.160",4950,5940,"5",286,null,0]
["2023-06-07T16:16:40.813",125661,"ЧЗ-ДТПХ135-4.320.0.160",null,"Чехол защитный ЧЗ-ДТПХ135-4.320.0.160",5775,6930,"5",286,null,0]
["2023-06-07T16:16:40.813",125662,"ЧЗ-ДТПХ135-4.400.0.160",null,"Чехол защитный ЧЗ-ДТПХ135-4.400.0.160",6675,8010,"5",278,null,0]
["2023-06-07T16:16:40.813",125663,"ЧЗ-ДТПХ135-4.500.0.160",null,"Чехол защитный ЧЗ-ДТПХ135-4.500.0.160",8250,9900,"5",224,null,0]
["2023-06-07T16:16:40.813",125664,"ЧЗ-ДТПХ135-4.630.0.160",null,"Чехол защитный ЧЗ-ДТПХ135-4.630.0.160",9750,11700,"5",179,null,0]
["2023-06-07T16:16:40.813",125665,"ЧЗ-ДТПХ135-4.800.0.160",null,"Чехол защитный ЧЗ-ДТПХ135-4.800.0.160",11625,13950,"5",141,null,0]
["2023-06-07T16:16:40.813",125673,"ЧЗ-ДТПХ135-5.1000.0.160",null,"Чехол защитный ЧЗ-ДТПХ135-5.1000.0.160",9000,10800,"5",67,null,0]
["2023-06-07T16:16:40.813",121573,"ЧЗ-ДТПХ135-5.1250.0.160",null,"Чехол защитный ЧЗ-ДТПХ135-5.1250.0.160",10500,12600,"5",55,null,0]
["2023-06-07T16:16:40.813",125667,"ЧЗ-ДТПХ135-5.250.0.160",null,"Чехол защитный ЧЗ-ДТПХ135-5.250.0.160",3750,4500,"5",90,null,0]
["2023-06-07T16:16:40.813",125668,"ЧЗ-ДТПХ135-5.320.0.160",null,"Чехол защитный ЧЗ-ДТПХ135-5.320.0.160",4425,5310,"5",90,null,0]
["2023-06-07T16:16:40.813",125669,"ЧЗ-ДТПХ135-5.400.0.160",null,"Чехол защитный ЧЗ-ДТПХ135-5.400.0.160",4875,5850,"5",90,null,0]
["2023-06-07T16:16:40.813",125670,"ЧЗ-ДТПХ135-5.500.0.160",null,"Чехол защитный ЧЗ-ДТПХ135-5.500.0.160",5550,6660,"5",90,null,0]
["2023-06-07T16:16:40.813",125671,"ЧЗ-ДТПХ135-5.630.0.160",null,"Чехол защитный ЧЗ-ДТПХ135-5.630.0.160",6450,7740,"5",90,null,0]
["2023-06-07T16:16:40.813",125672,"ЧЗ-ДТПХ135-5.800.0.160",null,"Чехол защитный ЧЗ-ДТПХ135-5.800.0.160",7350,8820,"5",82,null,0]
["2023-06-07T16:16:40.813",125680,"ЧЗ-ДТПХ135-Т.1000.0.160",null,"Чехол защитный ЧЗ-ДТПХ135-Т.1000.0.160",3600,4320,"5",2,null,0]
["2023-06-07T16:16:40.813",121574,"ЧЗ-ДТПХ135-Т.1250.0.160",null,"Чехол защитный ЧЗ-ДТПХ135-Т.1250.0.160",3975,4770,"5",2,null,0]
["2023-06-07T16:16:40.813",125674,"ЧЗ-ДТПХ135-Т.250.0.160",null,"Чехол защитный ЧЗ-ДТПХ135-Т.250.0.160",2550,3060,"5",6,null,0]
["2023-06-07T16:16:40.813",125675,"ЧЗ-ДТПХ135-Т.320.0.160",null,"Чехол защитный ЧЗ-ДТПХ135-Т.320.0.160",2625,3150,"5",5,null,0]
["2023-06-07T16:16:40.813",125676,"ЧЗ-ДТПХ135-Т.400.0.160",null,"Чехол защитный ЧЗ-ДТПХ135-Т.400.0.160",2775,3330,"5",4,null,0]
["2023-06-07T16:16:40.813",125677,"ЧЗ-ДТПХ135-Т.500.0.160",null,"Чехол защитный ЧЗ-ДТПХ135-Т.500.0.160",2925,3510,"5",4,null,0]
["2023-06-07T16:16:40.813",125678,"ЧЗ-ДТПХ135-Т.630.0.160",null,"Чехол защитный ЧЗ-ДТПХ135-Т.630.0.160",3150,3780,"5",3,null,0]
["2023-06-07T16:16:40.813",125679,"ЧЗ-ДТПХ135-Т.800.0.160",null,"Чехол защитный ЧЗ-ДТПХ135-Т.800.0.160",3375,4050,"5",2,null,0]
["2023-06-07T16:16:40.813",125694,"ЧЗ-ДТПХ145-9.1000.0.400",null,"Чехол защитный ЧЗ-ДТПХ145-9.1000.0.400",5250,6300,"5",5,null,0]
["2023-06-07T16:16:40.813",121576,"ЧЗ-ДТПХ145-9.1250.0.650",null,"Чехол защитный ЧЗ-ДТПХ145-9.1250.0.650",5925,7110,"5",5,null,0]
["2023-06-07T16:16:40.813",125688,"ЧЗ-ДТПХ145-9.250.0.80",null,"Чехол защитный ЧЗ-ДТПХ145-9.250.0.80",2550,3060,"5",26,null,0]
["2023-06-07T16:16:40.813",125689,"ЧЗ-ДТПХ145-9.320.0.80",null,"Чехол защитный ЧЗ-ДТПХ145-9.320.0.80",2625,3150,"5",3,null,0]
["2023-06-07T16:16:40.813",125690,"ЧЗ-ДТПХ145-9.400.0.80",null,"Чехол защитный ЧЗ-ДТПХ145-9.400.0.80",2775,3330,"5",13,null,0]
["2023-06-07T16:16:40.813",125691,"ЧЗ-ДТПХ145-9.500.0.80",null,"Чехол защитный ЧЗ-ДТПХ145-9.500.0.80",3300,3960,"5",13,null,0]
["2023-06-07T16:16:40.813",125692,"ЧЗ-ДТПХ145-9.630.0.80",null,"Чехол защитный ЧЗ-ДТПХ145-9.630.0.80",3900,4680,"5",5,null,0]
["2023-06-07T16:16:40.813",125693,"ЧЗ-ДТПХ145-9.800.0.200",null,"Чехол защитный ЧЗ-ДТПХ145-9.800.0.200",4500,5400,"5",6,null,0]
["2023-06-07T16:16:40.813",125701,"ЧЗ-ДТПХ155-9.1000.0.400",null,"Чехол защитный ЧЗ-ДТПХ155-9.1000.0.400",6450,7740,"5",4,null,0]
["2023-06-07T16:16:40.813",121577,"ЧЗ-ДТПХ155-9.1250.0.650",null,"Чехол защитный ЧЗ-ДТПХ155-9.1250.0.650",9000,10800,"5",8,null,0]
["2023-06-07T16:16:40.813",125695,"ЧЗ-ДТПХ155-9.250.0.80",null,"Чехол защитный ЧЗ-ДТПХ155-9.250.0.80",3000,3600,"5",1,null,0]
["2023-06-07T16:16:40.813",125696,"ЧЗ-ДТПХ155-9.320.0.80",null,"Чехол защитный ЧЗ-ДТПХ155-9.320.0.80",3450,4140,"5",2,null,0]
["2023-06-07T16:16:40.813",125697,"ЧЗ-ДТПХ155-9.400.0.80",null,"Чехол защитный ЧЗ-ДТПХ155-9.400.0.80",4050,4860,"5",4,null,0]
["2023-06-07T16:16:40.813",125698,"ЧЗ-ДТПХ155-9.500.0.80",null,"Чехол защитный ЧЗ-ДТПХ155-9.500.0.80",4350,5220,"5",17,null,0]
["2023-06-07T16:16:40.813",125699,"ЧЗ-ДТПХ155-9.630.0.80",null,"Чехол защитный ЧЗ-ДТПХ155-9.630.0.80",4800,5760,"5",2,null,0]
["2023-06-07T16:16:40.813",125700,"ЧЗ-ДТПХ155-9.800.0.200",null,"Чехол защитный ЧЗ-ДТПХ155-9.800.0.200",5400,6480,"5",11,null,0]
["2023-06-07T16:16:40.813",125708,"ЧЗ-ДТПХ165-9.1000.0.250",null,"Чехол защитный ЧЗ-ДТПХ165-9.1000.0.250",9000,10800,"5",8,null,0]
["2023-06-07T16:16:40.813",121578,"ЧЗ-ДТПХ165-9.1250.0.250",null,"Чехол защитный ЧЗ-ДТПХ165-9.1250.0.250",10500,12600,"5",1,null,0]
["2023-06-07T16:16:40.813",125702,"ЧЗ-ДТПХ165-9.250.0.250",null,"Чехол защитный ЧЗ-ДТПХ165-9.250.0.250",5175,6210,"5",17,null,0]
["2023-06-07T16:16:40.813",125703,"ЧЗ-ДТПХ165-9.320.0.250",null,"Чехол защитный ЧЗ-ДТПХ165-9.320.0.250",5550,6660,"5",2,null,0]
["2023-06-07T16:16:40.813",125704,"ЧЗ-ДТПХ165-9.400.0.250",null,"Чехол защитный ЧЗ-ДТПХ165-9.400.0.250",5250,6300,"5",11,null,0]
["2023-06-07T16:16:40.813",125705,"ЧЗ-ДТПХ165-9.500.0.250",null,"Чехол защитный ЧЗ-ДТПХ165-9.500.0.250",5775,6930,"5",11,null,0]
["2023-06-07T16:16:40.813",125706,"ЧЗ-ДТПХ165-9.630.0.250",null,"Чехол защитный ЧЗ-ДТПХ165-9.630.0.250",6300,7560,"5",4,null,0]
["2023-06-07T16:16:40.813",125707,"ЧЗ-ДТПХ165-9.800.0.250",null,"Чехол защитный ЧЗ-ДТПХ165-9.800.0.250",8175,9810,"5",8,null,0]
["2023-06-07T16:16:40.813",125687,"ЧЗ-ДТПХ225-4.1000",null,"Чехол защитный ЧЗ-ДТПХ225-4.1000",7500,9000,"5",222,null,0]
["2023-06-07T16:16:40.813",121575,"ЧЗ-ДТПХ225-4.1250",null,"Чехол защитный ЧЗ-ДТПХ225-4.1250",9375,11250,"5",179,null,0]
["2023-06-07T16:16:40.813",125681,"ЧЗ-ДТПХ225-4.250",null,"Чехол защитный ЧЗ-ДТПХ225-4.250",3000,3600,"5",794,null,0]
["2023-06-07T16:16:40.813",125682,"ЧЗ-ДТПХ225-4.320",null,"Чехол защитный ЧЗ-ДТПХ225-4.320",3600,4320,"5",640,null,0]
["2023-06-07T16:16:40.813",125683,"ЧЗ-ДТПХ225-4.400",null,"Чехол защитный ЧЗ-ДТПХ225-4.400",3900,4680,"5",524,null,0]
["2023-06-07T16:16:40.813",125684,"ЧЗ-ДТПХ225-4.500",null,"Чехол защитный ЧЗ-ДТПХ225-4.500",4500,5400,"5",427,null,0]
["2023-06-07T16:16:40.813",125685,"ЧЗ-ДТПХ225-4.630",null,"Чехол защитный ЧЗ-ДТПХ225-4.630",5475,6570,"5",344,null,0]
["2023-06-07T16:16:40.813",125686,"ЧЗ-ДТПХ225-4.800",null,"Чехол защитный ЧЗ-ДТПХ225-4.800",6450,7740,"5",274,null,0]
["2023-06-07T16:16:40.813",55189,"ЧЕРВЯЧНЫЙ ХОМУТ",null,"Хомут металлический ЧЕРВЯЧНЫЙ ХОМУТ",65,78,"27",0,7318190008,0]
["2023-06-07T16:16:40.813",92334,"ШВ М10Х1,5.3",null,"Штуцер с врезным конусом ШВ М10Х1,5.3",2200,2640,"2",257,7318190008,0]
["2023-06-07T16:16:40.813",92335,"ШВ М10Х1,5.4,5",null,"Штуцер с врезным конусом ШВ М10Х1,5.4,5",2200,2640,"2",600,7318190008,0]
["2023-06-07T16:16:40.813",92336,"ШВ М10Х1.3",null,"Штуцер с врезным конусом ШВ М10Х1.3",2200,2640,"2",257,7318190008,0]
["2023-06-07T16:16:40.813",92337,"ШВ М10Х1.4,5",null,"Штуцер с врезным конусом ШВ М10Х1.4,5",2200,2640,"2",600,7318190008,0]
["2023-06-07T16:16:40.813",92332,"ШВ М12Х1,5.3",null,"Штуцер с врезным конусом ШВ М12Х1,5.3",2200,2640,"2",257,7318190008,0]
["2023-06-07T16:16:40.813",92333,"ШВ М12Х1,5.4,5",null,"Штуцер с врезным конусом ШВ М12Х1,5.4,5",2200,2640,"2",600,7318190008,0]
["2023-06-07T16:16:40.813",92331,"ШВ М16Х1,5.3",null,"Штуцер с врезным конусом ШВ М16Х1,5.3",2200,2640,"2",257,7318190008,0]
["2023-06-07T16:16:40.813",89317,"ШВ М16Х1,5.4,5",null,"Штуцер с врезным кольцом ШВ М16Х1,5.4,5",2200,2640,"2",600,7318190008,0]
["2023-06-07T16:16:40.813",92329,"ШВ М20Х1,5.3",null,"Штуцер с врезным конусом ШВ М20Х1,5.3",2200,2640,"2",257,7318190008,0]
["2023-06-07T16:16:40.813",92330,"ШВ М20Х1,5.4,5",null,"Штуцер с врезным конусом ШВ М20Х1,5.4,5",2200,2640,"2",600,7318190008,0]
["2023-06-07T16:16:40.813",92338,"ШВ М8Х1.3",null,"Штуцер с врезным конусом ШВ М8Х1.3",2200,2640,"2",257,7318190008,0]
["2023-06-07T16:16:40.813",92339,"ШВ М8Х1.4,5",null,"Штуцер с врезным конусом ШВ М8Х1.4,5",2200,2640,"2",600,7318190008,0]
["2023-06-07T16:16:40.813",87702,"ШП G1/2.10",null,"Штуцер передвижной ШП G1/2.10",1350,1620,"2",40,7318190008,0]
["2023-06-07T16:16:40.813",129879,"ШП G1/2.5",null,"Штуцер передвижной ШП G1/2.5",1350,1620,"2",105,7318190008,12]
["2023-06-07T16:16:40.813",110235,"ШП G1/2.6",null,"Штуцер передвижной ШП G1/2.6",1350,1620,"2",105,7318190008,0]
["2023-06-07T16:16:40.813",87698,"ШП G1/2.8",null,"Штуцер передвижной ШП G1/2.8",1350,1620,"2",65,7318190008,0]
["2023-06-07T16:16:40.813",92322,"ШП М10Х1,5.3",null,"Штуцер передвижной ШП М10Х1,5.3",2025,2430,"2",600,7318190008,0]
["2023-06-07T16:16:40.813",92317,"ШП М10Х1,5.4,5",null,"Штуцер передвижной ШП М10Х1,5.4,5",2025,2430,"2",120,7318190008,0]
["2023-06-07T16:16:40.813",92318,"ШП М10Х1.3",null,"Штуцер передвижной ШП М10Х1.3",2025,2430,"2",600,7318190008,0]
["2023-06-07T16:16:40.813",92319,"ШП М10Х1.4,5",null,"Штуцер передвижной ШП М10Х1.4,5",2025,2430,"2",120,7318190008,0]
["2023-06-07T16:16:40.813",92315,"ШП М12Х1,5.3",null,"Штуцер передвижной ШП М12Х1,5.3",2025,2430,"2",600,7318190008,0]
["2023-06-07T16:16:40.813",92316,"ШП М12Х1,5.4,5",null,"Штуцер передвижной ШП М12Х1,5.4,5",2025,2430,"2",120,7318190008,0]
["2023-06-07T16:16:40.813",92313,"ШП М16Х1,5.3",null,"Штуцер передвижной ШП М16Х1,5.3",2025,2430,"2",600,7318190008,0]
["2023-06-07T16:16:40.813",92314,"ШП М16Х1,5.4,5",null,"Штуцер передвижной ШП М16Х1,5.4,5",2025,2430,"2",120,7318190008,0]
["2023-06-07T16:16:40.813",87696,"ШП М20Х1,5.10",null,"Штуцер передвижной ШП М20Х1,5.10",1350,1620,"2",40,7318190008,0]
["2023-06-07T16:16:40.813",92311,"ШП М20Х1,5.3",null,"Штуцер передвижной ШП М20Х1,5.3",2025,2430,"2",600,7318190008,0]
["2023-06-07T16:16:40.813",92312,"ШП М20Х1,5.4,5",null,"Штуцер передвижной ШП М20Х1,5.4,5",2025,2430,"2",120,7318190008,0]
["2023-06-07T16:16:40.813",129880,"ШП М20Х1,5.5",null,"Штуцер передвижной ШП М20Х1,5.5",1350,1620,"По запросу",105,7318190008,12]
["2023-06-07T16:16:40.813",110234,"ШП М20Х1,5.6",null,"Штуцер передвижной ШП М20Х1,5.6",1350,1620,"2",105,7318190008,0]
["2023-06-07T16:16:40.813",87695,"ШП М20Х1,5.8",null,"Штуцер передвижной ШП М20Х1,5.8",1350,1620,"2",65,7318190008,12]
["2023-06-07T16:16:40.813",87699,"ШП М27Х2.10",null,"Штуцер передвижной ШП М27Х2.10",2700,3240,"2",40,7318190008,0]
["2023-06-07T16:16:40.813",87700,"ШП М27Х2.20",null,"Штуцер передвижной ШП М27Х2.20",2700,3240,"2",109,7318190008,0]
["2023-06-07T16:16:40.813",112967,"ШП М27Х2.4,5",null,"Штуцер передвижной ШП М27Х2.4,5",2700,3240,"2",120,7318190008,0]
["2023-06-07T16:16:40.813",87701,"ШП М27Х2.8",null,"Штуцер передвижной ШП М27Х2.8",1690,2028,"2",65,7318190008,0]
["2023-06-07T16:16:40.813",92320,"ШП М8Х1.3",null,"Штуцер передвижной ШП М8Х1.3",2025,2430,"2",600,7318190008,0]
["2023-06-07T16:16:40.813",92321,"ШП М8Х1.4,5",null,"Штуцер передвижной ШП М8Х1.4,5",2025,2430,"2",120,7318190008,0]
["2023-06-07T16:16:40.813",50608,"ЭКРАН 01",null,"Экран для защиты ДТС125Л и ДТС125М от солнечных лучей ЭКРАН 01",800,960,"2",95,9033000000,0]
["2023-06-07T16:16:40.813",54037,"ЭКРАН 02",null,"Экран для защиты ДТС125Л и ДТС 125М от солнечных лучей ЭКРАН 02",800,960,"2",73,9033000000,0]
["2023-06-07T16:16:40.813",54079,"ЭКРАН 03",null,"Экран для защиты ДТС125Л и ДТС 125М от солнечных лучей ЭКРАН 03",800,960,"2",60,9033000000,0]
["2023-06-07T16:16:40.813",11382,"ЭП10",null,"Эмулятор печки ЭП10",5063,6075.6,"7",1,9032900000,0]
["2023-06-07T16:16:40.813",null,null,null,null,null,null,null,null,null,57348]